## Station_Metadata
GEMS Station Number | Historical GEMS Number | Local Station Number | Country Name | Water Type | Station Identifier | Station Narrative | Water Body Name | Main Basin | Upstream Basin Area | Elevation | Monitoring Type | Date Station Opened | Responsible Collection Agency | Latitude | Longitude | River Width | Discharge | Max. Depth | Lake Area | Lake Volume | Average Retention | Area of Aquifer | Depth of Impermeable Lining | Production Zone | Mean Abstraction Rate | Mean Abstraction Level
MEX05548 |  | OCLSP3940M1 | Mexico | Lake station | LAGUNA AGUA DULCE 1 | FRESH WATER LAGOON 1 |  |  |  | 1 | IMPACT | NaT | Comisión Nacional del Agua | 20.0669 | -105.5298
MEX05669 |  | OCPSU4761M1 | Mexico | Lake station | LAGUNA BOCA DEL RIO 2 | RIVER MOUTH LAGOON 2 |  |  |  | 4 | IMPACT | NaT | Comisión Nacional del Agua | 16.1836 | -95.158
MEX05427 |  | OCGCE3400W1 | Mexico | Lake station | LAGUNA TAMPAMACHOCO | LAGUNA TAMPAMACHOCO |  |  |  | 0 | IMPACT | NaT | Comisión Nacional del Agua | 21.0003 | -97.3521
MEX05670 |  | OCPSU4762 | Mexico | Lake station | LAGUNA COLORADA 1 | COLORED LAGOON 1 |  |  |  | 9 | IMPACT | NaT | Comisión Nacional del Agua | 15.9566 | -95.5759
MEX05428 |  | OCGCE3401W1 | Mexico | Lake station | PUENTE LAGUNA TAMPAMACHOCO | LAGUNA TAMPAMACHOCO BRIDGE |  |  |  | 2 | IMPACT | NaT | Comisión Nacional del Agua | 20.9684 | -97.3266
MEX05546 |  | OCLSP3938M1 | Mexico | Lake station | LAGUNA AGUA DULCE 3 | AGUA DULCE 3 LAGOON |  |  |  | 0 | IMPACT | NaT | Comisión Nacional del Agua | 20.0334 | -105.508
MEX05667 |  | OCPSU4760M1 | Mexico | Lake station | LAGUNA BOCA DEL RIO 1 | RIVER MOUTH LAGOON 1 |  |  |  | 2 | IMPACT | NaT | Comisión Nacional del Agua | 16.1926 | -95.1661
MEX05425 |  | OCGCE3381 | Mexico | Lake station | LAGUNA DEL OSTION 1 | LAGUNA DEL OSTION 1 |  |  |  | 2 | IMPACT | NaT | Comisión Nacional del Agua | 18.2008 | -94.6343
MEX05547 |  | OCLSP3939M1 | Mexico | Lake station | LAGUNA AGUA DULCE 2 | FRESHWATER LAGOON 2 |  |  |  | 0 | IMPACT | NaT | Comisión Nacional del Agua | 20.0473 | -105.516
MEX05668 |  | OCPSU4761 | Mexico | Lake station | LAGUNA COLORADA | COLORED LAGOON |  |  |  | 11 | IMPACT | NaT | Comisión Nacional del Agua | 15.9625 | -95.5783
MEX05432 |  | OCGCE3463W1 | Mexico | Lake station | LAGUNA MANDINGA III | LAGUNA MANDINGA III |  | PAPALOADAN |  | 5 | IMPACT | NaT | Comisión Nacional del Agua | 19.0484 | -96.0973
MEX05671 |  | OCPSU4764 | Mexico | Lake station | LAGUNA COLORADA2 | COLORED LAGOON2 |  |  |  | 0 | IMPACT | NaT | Comisión Nacional del Agua | 15.9666 | -95.5588
MEX05544 |  | OCLSP3936M1W1 | Mexico | Lake station | LAGUNA COSTERA EL ERMITAÑO 1 | COASTAL LAGOON EL ERMITAÑO 1 |  |  |  | 0 | IMPACT | NaT | Comisión Nacional del Agua | 19.9735 | -105.4674
MEX05665 |  | OCPSU4752 | Mexico | Lake station | LAGUNA SUPERIOR 1 | UPPER LAGOON 1 |  |  |  | 2 | IMPACT | NaT | Comisión Nacional del Agua | 16.3282 | -95.0257
MEX05666 |  | OCPSU4760 | Mexico | Lake station | LAGUNA COLORADA 2 | COLORED LAGOON 2 |  |  |  | 11 | IMPACT | NaT | Comisión Nacional del Agua | 15.9584 | -95.5772
MEX05545 |  | OCLSP3937M1W1 | Mexico | Lake station | LAGUNA COSTERA EL ERMITAÑO 2 | COASTAL LAGOON EL ERMITAÑO 2 |  |  |  | 1 | IMPACT | NaT | Comisión Nacional del Agua | 19.9901 | -105.4898
MEX05424 |  | OCGCE3343W1 | Mexico | Lake station | LAGUNA MANDINGA I | LAGUNA MANDINGA I |  | PAPALOADAN |  | 1 | IMPACT | NaT | Comisión Nacional del Agua | 18.9942 | -96.0547
MEX04070 |  | OCRBR5207M1 | Mexico | Lake station | THE LAGUITO |  |  | RIO GRANDE (GULF OF MEXICO) |  | 122 | TREND | NaT | Comisión Nacional del Agua | 27.4371 | -99.5306
MEX02980 |  | OCLSP3696 | Mexico | Lake station | LAGOON CAJITITLAN CORTINA |  |  | SANTIAGO-LERMA-CHAPALA |  | 1550 | TREND | NaT | Comisión Nacional del Agua | 20.433 | -103.3165
MEX05664 |  | OCPSU4751M1 | Mexico | Lake station | LAGUNA SUPERIOR 2 | UPPER LAGOON 2 |  |  |  | -9999 | IMPACT | NaT | Comisión Nacional del Agua | 16.2409 | -95.0996
MEX02979 |  | OCLSP3695 | Mexico | Lake station | LAGOON CAJITITLAN III |  |  | SANTIAGO-LERMA-CHAPALA |  | 1548 | TREND | NaT | Comisión Nacional del Agua | 20.4095 | -103.3027
MEX01890 |  | DLSAN2371 | Mexico | Lake station | MARLAND LAGOON 2 |  |  | PANUCO |  | 8 | TREND | NaT | Comisión Nacional del Agua | 22.1517 | -98.3965
MEX02978 |  | OCLSP3694 | Mexico | Lake station | LAGOON CAJITITLAN IV |  |  | SANTIAGO-LERMA-CHAPALA |  | 1548 | TREND | NaT | Comisión Nacional del Agua | 20.4206 | -103.3054
MEX01889 |  | DLSAN2370 | Mexico | Lake station | MARLAND LAGOON 3 |  |  | PANUCO |  | 6 | TREND | NaT | Comisión Nacional del Agua | 22.151 | -98.3825
MEX02977 |  | OCLSP3693 | Mexico | Lake station | LAGOON CAJITITLAN II |  |  | SANTIAGO-LERMA-CHAPALA |  | 1548 | TREND | NaT | Comisión Nacional del Agua | 20.414 | -103.3212
MEX02976 |  | OCLSP3692 | Mexico | Lake station | LAGOON CAJITITLAN I |  |  | SANTIAGO-LERMA-CHAPALA |  | 1548 | TREND | NaT | Comisión Nacional del Agua | 20.423 | -103.3427
MEX02854 |  | OCGNO3526W1 | Mexico | Lake station | ESTERO TICK |  |  |  |  | 7 | TREND | NaT | Comisión Nacional del Agua | 22.4657 | -97.918
MEX02975 |  | OCLSP3691 | Mexico | Lake station | LAGOON CAJITITLAN ENTRANCE |  |  | SANTIAGO-LERMA-CHAPALA |  | 1553 | TREND | NaT | Comisión Nacional del Agua | 20.42 | -103.3703
MEX02853 |  | OCGNO3523W1 | Mexico | Lake station | LAGOON EL CONEJO SUR |  |  |  |  | 6 | TREND | NaT | Comisión Nacional del Agua | 22.4255 | -97.8835
MEX02852 |  | OCGNO3522 | Mexico | Lake station | CHANGO LAGOON |  |  |  |  | 5 | TREND | NaT | Comisión Nacional del Agua | 22.4031 | -97.8783
MEX01883 |  | DLSAN2364 | Mexico | Lake station | MARLAND LAGOON 4 |  |  | PANUCO |  | 7 | TREND | NaT | Comisión Nacional del Agua | 22.1777 | -98.3813
MEX03213 |  | OCLSP3959 | Mexico | Lake station | LAGOON OF ZAPOTLAN 2 |  |  |  |  | 1500 | TREND | NaT | Comisión Nacional del Agua | 19.7635 | -103.49
MEX01882 |  | DLSAN2363 | Mexico | Lake station | MARLAND LAGOON 5 |  |  | PANUCO |  | 6 | TREND | NaT | Comisión Nacional del Agua | 22.1655 | -98.3841
MEX02003 |  | DLTAB2499W1 | Mexico | Lake station | PANTANOS DE CENTLA 4 BIOSPHERE RESERVE |  |  | GRIJALVA |  | 0 | TREND | NaT | Comisión Nacional del Agua | 18.2368 | -92.6587
MEX03091 |  | OCLSP3807M1 | Mexico | Lake station | CHAPALA LAKE LACUSTRE STATION 25 |  |  | SANTIAGO-LERMA-CHAPALA |  | 1522 | TREND | NaT | Comisión Nacional del Agua | 20.2198 | -102.7812
MEX03212 |  | OCLSP3958 | Mexico | Lake station | LAGOON OF ZAPOTLAN 1 |  |  |  |  | 1497 | TREND | NaT | Comisión Nacional del Agua | 19.7696 | -103.4821
MEX05433 |  | OCGCE3474 | Mexico | Lake station | LAGUNA DE SONTECOMAPAN | SONTECOMAPAN LAGOON |  | PAPALOADAN |  | 4 | IMPACT | NaT | Comisión Nacional del Agua | 18.5377 | -95.0104
MEX05680 |  | OCPSU4823 | Mexico | Lake station | LAGUNA (MANIALTEPEC) 3 | LAGOON (MANIALTEPEC) 3 |  |  |  | 11 | IMPACT | NaT | Comisión Nacional del Agua | 15.9291 | -97.1658
MEX05681 |  | OCPSU4824 | Mexico | Lake station | LAGUNA MANIALTEPEC CENTRO | MANIALTEPEC LAGOON DOWNTOWN |  |  |  | 8 | IMPACT | NaT | Comisión Nacional del Agua | 15.9378 | -97.1842
MEX05436 |  | OCGNO0002RNL21 | Mexico | Lake station | LAGUNA DEL CHAIREL BOCATOMA COMAPA | LAGUNA DEL CHAIREL BOCATOMA COMAPA |  | PANUCO |  | 3 | IMPACT | NaT | Comisión Nacional del Agua | 22.2423 | -97.8792
MEX05437 |  | OCGNO0003RNL21 | Mexico | Lake station | LAGUNA DEL CHAIREL FRENTE CLUB REGATAS CORONA | CHAIREL LAGOON IN FRONT OF CORONA REGATTA CLUB |  | PANUCO |  | 13 | IMPACT | NaT | Comisión Nacional del Agua | 22.2425 | -97.8788
MEX05679 |  | OCPSU4822 | Mexico | Lake station | LAGUNA MANIALTEPEC 1 | MANIALTEPEC LAGOON 1 |  |  |  | 11 | IMPACT | NaT | Comisión Nacional del Agua | 15.9368 | -97.1602
MEX05440 |  | OCGNO0006RNL21 | Mexico | Lake station | LAGUNA DEL CHAIREL, FRENTE COMPUERTAS DEL CANAL AM | LAGUNA DEL CHAIREL, IN FRONT OF THE AMERICAN CANAL GATES |  | PANUCO |  | 3 | IMPACT | NaT | Comisión Nacional del Agua | 22.2421 | -97.8891
MEX05682 |  | OCPSU4825 | Mexico | Lake station | LAGUNA MANIALTEPEC 2 | MANIALTEPEC LAGOON 2 |  |  |  | 12 | IMPACT | NaT | Comisión Nacional del Agua | 15.9496 | -97.2135
MEX05683 |  | OCPSU4826 | Mexico | Lake station | BOCABARRA LAGUNA MANIALTEPEC | BOCABARRA LAGOON MANIALTEPEC |  |  |  | 2 | IMPACT | NaT | Comisión Nacional del Agua | 15.9291 | -97.2357
MEX05676 |  | OCPSU4792W1 | Mexico | Lake station | CUENCAS Y CORALES DE LA ZONA COSTERA DE HUATULCO 3 | BASINS AND CORALS OF THE COASTAL AREA OF HUATULCO 3 |  |  |  | 7 | IMPACT | NaT | Comisión Nacional del Agua | 15.7233 | -96.1664
MEX03090 |  | OCLSP3806M1 | Mexico | Lake station | CHAPALA LAKE LACUSTRE STATION 24 |  |  | SANTIAGO-LERMA-CHAPALA |  | 1522 | TREND | NaT | Comisión Nacional del Agua | 20.1714 | -102.8043
MEX05675 |  | OCPSU4789W1 | Mexico | Lake station | CUENCAS Y CORALES DE LA ZONA COSTERA DE HUATULCO 6 | BASINS AND CORALS OF THE COASTAL AREA OF HUATULCO 6 |  |  |  | 12 | IMPACT | NaT | Comisión Nacional del Agua | 15.7332 | -96.1588
MEX02848 |  | OCGNO3507 | Mexico | Lake station | LAGUNA DEL CHAIREL, BOCATOMA COMAPA TAMPICO |  |  | PANUCO |  | 4 | TREND | NaT | Comisión Nacional del Agua | 22.2384 | -97.8764
MEX04057 |  | OCRBR5194M2 | Mexico | Lake station | LA ESCONDIDA LAGOON NORTH OF THE REYNOSA CULTURAL |  |  | RIO GRANDE (GULF OF MEXICO) |  | 28 | TREND | NaT | Comisión Nacional del Agua | 26.055 | -98.2711
MEX02847 |  | OCGNO3506 | Mexico | Lake station | LA HERRADURA LAGOON |  |  | PANUCO |  | 1 | TREND | NaT | Comisión Nacional del Agua | 22.2666 | -97.8827
MEX02000 |  | DLTAB2496W1 | Mexico | Lake station | PANTANOS DE CENTLA BIOSPHERE RESERVE 6 |  |  | GRIJALVA |  | -1 | TREND | NaT | Comisión Nacional del Agua | 18.3676 | -92.5754
MEX03088 |  | OCLSP3804M1 | Mexico | Lake station | LITORAL STATION B |  |  | SANTIAGO-LERMA-CHAPALA |  | 1522 | TREND | NaT | Comisión Nacional del Agua | 20.1586 | -102.7732
MEX03087 |  | OCLSP3803M1 | Mexico | Lake station | CHAPALA LAKE, LACUSTRE STATION 22 |  |  | SANTIAGO-LERMA-CHAPALA |  | 1518 | TREND | NaT | Comisión Nacional del Agua | 20.1866 | -102.9746
MEX03086 |  | OCLSP3802 | Mexico | Lake station | CHAPALA LAKE, LACUSTRE STATION 28 |  |  | SANTIAGO-LERMA-CHAPALA |  | 1518 | TREND | NaT | Comisión Nacional del Agua | 20.2502 | -102.8722
MEX03085 |  | OCLSP3801M1 | Mexico | Lake station | CHAPALA LAKE, LACUSTRE STATION 21 |  |  | SANTIAGO-LERMA-CHAPALA |  | 1518 | TREND | NaT | Comisión Nacional del Agua | 20.2514 | -102.9739
MEX02843 |  | OCGNO3502M1 | Mexico | Lake station | LAGOON OF CHAMPAYAN BOCA TOMA MAY 3 |  |  |  |  | 3 | TREND | NaT | Comisión Nacional del Agua | 22.4065 | -98.0277
MEX02842 |  | OCGNO3501 | Mexico | Lake station | CHANNEL CUEZ |  |  |  |  | 1 | TREND | NaT | Comisión Nacional del Agua | 22.3768 | -98.0964
MEX03084 |  | OCLSP3800 | Mexico | Lake station | CHAPALA LAKE, LACUSTRE STATION 20 |  |  | SANTIAGO-LERMA-CHAPALA |  | 1518 | TREND | NaT | Comisión Nacional del Agua | 20.3 | -102.95
MEX03082 |  | OCLSP3798M1 | Mexico | Lake station | LAKE OF CHAPALA, LACUSTRE STATION 16 |  |  | SANTIAGO-LERMA-CHAPALA |  | 1518 | TREND | NaT | Comisión Nacional del Agua | 20.3189 | -103.0468
MEX03081 |  | OCLSP3797M1 | Mexico | Lake station | CHAPALA LAKE, LACUSTRE STATION 17 |  |  | SANTIAGO-LERMA-CHAPALA |  | 1518 | TREND | NaT | Comisión Nacional del Agua | 20.3079 | -103.1042
MEX05645 |  | OCPNO4648 | Mexico | Lake station | LAGUNA AGUA GRANDE 1 | LARGE WATER LAGOON 1 |  |  |  | 3 | IMPACT | NaT | Comisión Nacional del Agua | 22.6605 | -105.7132
MEX05646 |  | OCPNO4649 | Mexico | Lake station | LAGUNA AGUA GRANDE 7 | LAGOON AGUA GRANDE 7 |  |  |  | 2 | IMPACT | NaT | Comisión Nacional del Agua | 22.7028 | -105.703
MEX05530 |  | OCLSP3907 | Mexico | Lake station | LAGUNA CHALACATEPEC 2 | CHALACATEPEC LAGOON 2 |  |  |  | 7 | IMPACT | NaT | Comisión Nacional del Agua | 19.6664 | -105.2085
MEX05531 |  | OCLSP3908 | Mexico | Lake station | LAGUNA CHALACATEPEC 3 | CHALACATEPEC LAGOON 3 |  |  |  | 6 | IMPACT | NaT | Comisión Nacional del Agua | 19.6708 | -105.2391
MEX05529 |  | OCLSP3906W1 | Mexico | Lake station | LAGUNA CHALACATEPEC 1 | CHALACATEPEC LAGOON 1 |  |  |  | 7 | IMPACT | NaT | Comisión Nacional del Agua | 19.6479 | -105.214
MEX05644 |  | OCPNO4646 | Mexico | Lake station | LAGUNA AGUA GRANDE 3 | LARGE WATER LAGOON 3 |  |  |  | 4 | IMPACT | NaT | Comisión Nacional del Agua | 22.7103 | -105.735
MEX03848 |  | OCPYU4949 | Mexico | Lake station | LAGUNAS DE YALAHAU STATE PARK 2 |  |  |  |  | 6 | TREND | NaT | Comisión Nacional del Agua | 20.6571 | -89.2189
MEX03120 |  | OCLSP3834M1 | Mexico | Lake station | COAST STATION A |  |  | SANTIAGO-LERMA-CHAPALA |  | 1521 | TREND | NaT | Comisión Nacional del Agua | 20.2766 | -102.7272
MEX05532 |  | OCLSP3910 | Mexico | Lake station | LAGUNA LA SABANITA 3 | LA SABANITA LAGOON 3 |  |  |  | 7 | IMPACT | NaT | Comisión Nacional del Agua | 19.8723 | -105.3953
MEX05533 |  | OCLSP3911 | Mexico | Lake station | LAGUNA LARGO1 | LAGUNA LARGO1 |  |  |  | 0 | IMPACT | NaT | Comisión Nacional del Agua | 19.7312 | -105.2703
MEX05417 |  | OCGCE3307 | Mexico | Lake station | LAGUNA LA MANCHA (SUR) | LAGUNA LA MANCHA (SOUTH) |  | PAPALOADAN |  | 6 | IMPACT | NaT | Comisión Nacional del Agua | 19.5719 | -96.3877
MEX05535 |  | OCLSP3913 | Mexico | Lake station | LAGUNA LARGO3 | LAGUNA LARGO3 |  |  |  | 11 | IMPACT | NaT | Comisión Nacional del Agua | 19.7288 | -105.2913
MEX05414 |  | OCGCE3207W1 | Mexico | Lake station | SIST. LAGUNAR ALVARADO (ALVARADO) | SIST. LAGOON SYSTEM ALVARADO (ALVARADO) |  | PAPALOADAN |  | -9999 | IMPACT | NaT | Comisión Nacional del Agua | 18.7731 | -95.8186
MEX05415 |  | OCGCE3208 | Mexico | Lake station | SIST. LAGUNAR ALVARADO (CAMARONERA) | SIST. ALVARADO LAGOON SYSTEM (SHRIMP FARM) |  | PAPALOADAN |  | 1 | IMPACT | NaT | Comisión Nacional del Agua | 18.8331 | -95.8952
MEX05663 |  | OCPSU4751 | Mexico | Lake station | LAGUNA SUPERIOR INFERIOR 2 | UPPER LOWER LAGOON 2 |  |  |  | 5 | IMPACT | NaT | Comisión Nacional del Agua | 16.2255 | -95.0315
MEX05418 |  | OCGCE3308 | Mexico | Lake station | LAGUNA LA MANCHA (NORTE) | LAGUNA LA MANCHA (NORTH) |  | PAPALOADAN |  | 1 | IMPACT | NaT | Comisión Nacional del Agua | 19.5891 | -96.3873
MEX05419 |  | OCGCE3309 | Mexico | Lake station | LAGUNA DEL LLANO | LAGUNA DEL LLANO LAGOON |  | PAPALOADAN |  | 2 | IMPACT | NaT | Comisión Nacional del Agua | 19.6588 | -96.4046
MEX05534 |  | OCLSP3912 | Mexico | Lake station | LAGUNA LARGO4 | LAGUNA LARGO4 |  |  |  | 0 | IMPACT | NaT | Comisión Nacional del Agua | 19.732 | -105.2813
MEX05423 |  | OCGCE3342W1 | Mexico | Lake station | LAGUNA MANDINGA II | LAGUNA MANDINGA II |  | PAPALOADAN |  | 1 | IMPACT | NaT | Comisión Nacional del Agua | 19.0349 | -96.0703
MEX05713 |  | OCPSU4884 | Mexico | Lake station | LAGUNA SUPERIOR 2 | UPPER LAGOON 2 |  |  |  | -9999 | IMPACT | NaT | Comisión Nacional del Agua | 16.3656 | -94.9573
MEX05469 |  | OCGNO3508W1 | Mexico | Lake station | LAGUNA DEL CARPINTERO 1 | LAGUNA DEL CARPINTERO 1 |  | PANUCO |  | 0 | IMPACT | NaT | Comisión Nacional del Agua | 22.232 | -97.8562
MEX05711 |  | OCPSU4882 | Mexico | Lake station | LAGUNA INFERIOR CENTRO | CENTER LOWER LAGOON |  |  |  | -9999 | IMPACT | NaT | Comisión Nacional del Agua | 16.2757 | -94.7266
MEX05470 |  | OCGNO3509W1 | Mexico | Lake station | LAGUNA DEL CARPINTERO PUENTE MACALITO | LAGUNA DEL CARPINTERO MACALITO BRIDGE |  | PANUCO |  | 2 | IMPACT | NaT | Comisión Nacional del Agua | 22.2213 | -97.8525
MEX05712 |  | OCPSU4883 | Mexico | Lake station | LAGUNA SUPERIOR 7 | UPPER LAGOON 7 |  |  |  | -9999 | IMPACT | NaT | Comisión Nacional del Agua | 16.3163 | -94.9108
MEX05705 |  | OCPSU4876 | Mexico | Lake station | LAGUNA INFERIOR 1 | LOWER LAGOON 1 |  |  |  | -9999 | IMPACT | NaT | Comisión Nacional del Agua | 16.3567 | -94.6456
MEX05706 |  | OCPSU4877 | Mexico | Lake station | LAGUNA INFERIOR (GUAMUCHIL) | LOWER LAGOON (GUAMUCHIL) |  |  |  | 2 | IMPACT | NaT | Comisión Nacional del Agua | 16.3633 | -94.6678
MEX04150 |  | OCGCE5529 | Mexico | Lake station | LAGOON SAN JULIAN |  |  | PAPALOADAN |  | 12 | TREND | NaT | Comisión Nacional del Agua | 19.2559 | -96.262
MEX05704 |  | OCPSU4875 | Mexico | Lake station | LAGUNA INFERIOR 9 | LOWER LAGOON 9 |  |  |  | -9999 | IMPACT | NaT | Comisión Nacional del Agua | 16.3451 | -94.6177
MEX05709 |  | OCPSU4880 | Mexico | Lake station | BOCABARRA LAGUNA INFERIOR (GUAMUCHIL) | BOCABARRA LOWER LAGOON (GUAMUCHIL) |  |  |  | -9999 | IMPACT | NaT | Comisión Nacional del Agua | 16.2321 | -94.7491
MEX05467 |  | OCGNO3499 | Mexico | Lake station | LAGUNA MADRE 7 | LAGUNA MADRE 7 |  |  |  | 1 | IMPACT | NaT | Comisión Nacional del Agua | 25.013 | -97.5476
MEX05468 |  | OCGNO3500 | Mexico | Lake station | LAGUNA MADRE 6 | LAGUNA MADRE 6 |  |  |  | -9999 | IMPACT | NaT | Comisión Nacional del Agua | 25.0405 | -97.6906
MEX05710 |  | OCPSU4881 | Mexico | Lake station | LAGUNA ORIENTAL CENTRO | EASTERN LAGOON CENTER |  |  |  | 0 | IMPACT | NaT | Comisión Nacional del Agua | 16.2539 | -94.5862
MEX05707 |  | OCPSU4878 | Mexico | Lake station | LAGUNA INFERIOR 4 | LOWER LAGOON 4 |  |  |  | -9999 | IMPACT | NaT | Comisión Nacional del Agua | 16.2724 | -94.6283
MEX05708 |  | OCPSU4879 | Mexico | Lake station | BOCABARRA LAGUNA | MOUTH BARRA LAGOON |  |  |  | -9999 | IMPACT | NaT | Comisión Nacional del Agua | 16.2742 | -94.8115
MEX03178 |  | OCLSP3900M1W1 | Mexico | Lake station | CHAMELA-CUIXMALA BIOSPHERE RESERVE 2 |  |  |  |  | 12 | TREND | NaT | Comisión Nacional del Agua | 19.3899 | -105.0273
MEX05466 |  | OCGNO3498 | Mexico | Lake station | LAGUNA MADRE 5 | LAGUNA MADRE 5 |  |  |  | -9999 | IMPACT | NaT | Comisión Nacional del Agua | 24.8579 | -97.646
MEX03177 |  | OCLSP3900M1 | Mexico | Lake station | CHAMELA-CUIXMALA BIOSPHERE RESERVE 2 |  |  |  |  | 12 | TREND | NaT | Comisión Nacional del Agua | 19.3903 | -105.0273
MEX04142 |  | OCFSU2950M1 | Mexico | Lake station | LAKES OF MONTEBELLO |  |  | GRIJALVA |  | 1457 | TREND | NaT | Comisión Nacional del Agua | 16.1269 | -91.7879
MEX02203 |  | OCAVM2726 | Mexico | Lake station | GUADALUPE 3 DAM |  |  | PANUCO |  | 2309 | TREND | NaT | Comisión Nacional del Agua | 19.634 | -99.2525
MEX02202 |  | OCAVM2721 | Mexico | Lake station | GUADALUPE 2 DAM |  |  | PANUCO |  | 2311 | TREND | NaT | Comisión Nacional del Agua | 19.63 | -99.2572
MEX01233 |  | DLMIC1553 | Mexico | Lake station | RIO BALSAS PUENTE VIEJO |  |  | BALSAS |  | 15 | TREND | NaT | Comisión Nacional del Agua | 18.0243 | -102.1907
MEX05482 |  | OCGNO3533 | Mexico | Lake station | BARRA DE CHAVARRIA | BARRA DE CHAVARRIA |  |  |  | 0 | IMPACT | NaT | Comisión Nacional del Agua | 22.6742 | -97.8385
MEX05481 |  | OCGNO3531 | Mexico | Lake station | LAGUNA DE SAN ANDRES, CENTRO | LAGUNA DE SAN ANDRES, CENTRO |  |  |  | 0 | IMPACT | NaT | Comisión Nacional del Agua | 22.6535 | -97.8712
MEX05478 |  | OCGNO3524W1 | Mexico | Lake station | LAGUNA EL CONEJO NORTE | LAGUNA EL CONEJO NORTH |  |  |  | 6 | IMPACT | NaT | Comisión Nacional del Agua | 22.4288 | -97.8863
MEX05479 |  | OCGNO3525W1 | Mexico | Lake station | LAGUNA EL CONEJO, SALIDA | LAGUNA EL CONEJO, EXIT |  |  |  | 8 | IMPACT | NaT | Comisión Nacional del Agua | 22.4314 | -97.8771
MEX02195 |  | OCAVM2698 | Mexico | Lake station | LAKE NABOR CARRILLO 2 |  |  | PANUCO |  | 2235 | TREND | NaT | Comisión Nacional del Agua | 19.481 | -98.9594
MEX01225 |  | DLMIC1540W1 | Mexico | Lake station | LAGOON COSTERA EL CAIMAN 1 |  |  | BALSAS |  | 11 | TREND | NaT | Comisión Nacional del Agua | 17.9541 | -102.2376
MEX01951 |  | DLTAB2415 | Mexico | Lake station | GRILL 4 |  |  | GRIJALVA |  | 12 | TREND | NaT | Comisión Nacional del Agua | 17.9288 | -92.9158
MEX01226 |  | DLMIC1541M1 | Mexico | Lake station | LAGOON COSTERA EL CAIMAN 2 |  |  | BALSAS |  | 5 | TREND | NaT | Comisión Nacional del Agua | 17.9477 | -102.2226
MEX02193 |  | OCAVM2696 | Mexico | Lake station | LAKE NABOR CARRILLO 1 |  |  | PANUCO |  | 2235 | TREND | NaT | Comisión Nacional del Agua | 19.4578 | -98.9873
MEX05691 |  | OCPSU4841 | Mexico | Lake station | LAGUNA DE CHACAHUA 2 | CHACAHUA LAGOON 2 |  |  |  | 3 | IMPACT | NaT | Comisión Nacional del Agua | 15.9911 | -97.6853
MEX05692 |  | OCPSU4842 | Mexico | Lake station | LAGUNA CHACAHUA CENTRO | CHACAHUA LAGOON CENTER |  |  |  | 3 | IMPACT | NaT | Comisión Nacional del Agua | 15.9801 | -97.6946
MEX05689 |  | OCPSU4839 | Mexico | Lake station | LAGUNA PASTORIA 3 | PASTORIA LAGOON 3 |  |  |  | 7 | IMPACT | NaT | Comisión Nacional del Agua | 15.9872 | -97.6312
MEX05690 |  | OCPSU4840 | Mexico | Lake station | LAGUNA DE CHACAHUA 1 | CHACAHUA LAGOON 1 |  |  |  | 3 | IMPACT | NaT | Comisión Nacional del Agua | 15.9877 | -97.6609
MEX05453 |  | OCGNO0019RNL21 | Mexico | Lake station | ESCLUSA MATA LA MONTEADA ANTES DE LA COMPUERTA | MATA LA MONTEADA SLUICE BEFORE THE SLUICE GATE |  |  |  | 4 | IMPACT | NaT | Comisión Nacional del Agua | 22.3088 | -97.983
MEX05693 |  | OCPSU4843 | Mexico | Lake station | LAGUNA DE CHACAHUA 3 | CHACAHUA LAGOON 3 |  |  |  | 4 | IMPACT | NaT | Comisión Nacional del Agua | 15.977 | -97.7024
MEX05451 |  | OCGNO0017RNL21 | Mexico | Lake station | LAGUNA DEL CHAIREL BOCATOMA COMAPA ZONA CONURBADA | LAGUNA DEL CHAIREL BOCATOMA COMAPA ZONA CONURBADA |  | PANUCO |  | 3 | IMPACT | NaT | Comisión Nacional del Agua | 22.2423 | -97.8792
MEX05452 |  | OCGNO0018RNL21 | Mexico | Lake station | ESCLUSA MATA LA MONTEADA DESPUÉS DE LA COMPUERTA | MATA LA MONTEADA SLUICE AFTER THE SLUICE GATE |  |  |  | 4 | IMPACT | NaT | Comisión Nacional del Agua | 22.3088 | -97.983
MEX05687 |  | OCPSU4836 | Mexico | Lake station | LAGUNA PASTORIA 2 | PASTORIA LAGOON 2 |  |  |  | 6 | IMPACT | NaT | Comisión Nacional del Agua | 15.9772 | -97.5749
MEX05688 |  | OCPSU4836M1 | Mexico | Lake station | LAGUNA PASTORIA 2 | PASTORIA LAGOON 2 |  |  |  | 4 | IMPACT | NaT | Comisión Nacional del Agua | 15.9836 | -97.5526
MEX03080 |  | OCLSP3796M1 | Mexico | Lake station | AQUEDUCT CHAPALA GUADALAJARA |  |  | SANTIAGO-LERMA-CHAPALA |  | 1529 | TREND | NaT | Comisión Nacional del Agua | 20.3134 | -103.1437
MEX05685 |  | OCPSU4834 | Mexico | Lake station | BOCA BARRA LAGUNA PASTORIA | MOUTH BARRA LAGUNA PASTORIA |  |  |  | 27 | IMPACT | NaT | Comisión Nacional del Agua | 15.9697 | -97.5395
MEX02958 |  | OCGNO3669 | Mexico | Lake station | LAGOON LA ESCONDIDA |  |  |  |  | 1 | TREND | NaT | Comisión Nacional del Agua | 22.3073 | -97.9297
MEX05686 |  | OCPSU4835 | Mexico | Lake station | LAGUNA PASTORIA | PASTORIA LAGOON |  |  |  | 5 | IMPACT | NaT | Comisión Nacional del Agua | 15.9857 | -97.5719
MEX03079 |  | OCLSP3795M1 | Mexico | Lake station | LAKE OF CHAPALA, COAST I |  |  | SANTIAGO-LERMA-CHAPALA |  | 1518 | TREND | NaT | Comisión Nacional del Agua | 20.3039 | -103.1362
MEX03078 |  | OCLSP3794M1 | Mexico | Lake station | CHAPALA LAKE, LACUSTRE STATION 10 |  |  | SANTIAGO-LERMA-CHAPALA |  | 1517 | TREND | NaT | Comisión Nacional del Agua | 20.2861 | -103.1724
MEX03199 |  | OCLSP3945M1 | Mexico | Lake station | LAGOON OF ZAPOTLAN 3 |  |  |  |  | 1498 | TREND | NaT | Comisión Nacional del Agua | 19.7411 | -103.4805
MEX03077 |  | OCLSP3793M1 | Mexico | Lake station | LITORAL STATION H |  |  | SANTIAGO-LERMA-CHAPALA |  | 1521 | TREND | NaT | Comisión Nacional del Agua | 20.2831 | -103.1883
MEX03198 |  | OCLSP3944M1 | Mexico | Lake station | ZAPOTLAN LAGOON 4 |  |  |  |  | 1498 | TREND | NaT | Comisión Nacional del Agua | 19.7581 | -103.4806
MEX03075 |  | OCLSP3791M1 | Mexico | Lake station | CHAPALA LAKE, LACUSTRE STATION 05 |  |  | SANTIAGO-LERMA-CHAPALA |  | 1518 | TREND | NaT | Comisión Nacional del Agua | 20.2118 | -103.2356
MEX04043 |  | OCRBR5149M2 | Mexico | Lake station | LAGOON LA ESCONDIDA (ENTRANCE) |  |  | RIO GRANDE (GULF OF MEXICO) |  | 35 | TREND | NaT | Comisión Nacional del Agua | 26.0457 | -98.2848
MEX03074 |  | OCLSP3790 | Mexico | Lake station | CHAPALA LAKE, LACUSTRE STATION 06 |  |  | SANTIAGO-LERMA-CHAPALA |  | 1517 | TREND | NaT | Comisión Nacional del Agua | 20.2722 | -103.2436
MEX02227 |  | OCAVM2765 | Mexico | Lake station | LACUSTRE SYSTEM OF XOCHIMILCO AND SAN GREGORIO ATL |  |  | PANUCO |  | 2236 | TREND | NaT | Comisión Nacional del Agua | 19.2925 | -99.0983
MEX03072 |  | OCLSP3788 | Mexico | Lake station | CHAPALA LAKE, LACUSTRE STATION 07 |  |  | SANTIAGO-LERMA-CHAPALA |  | 1517 | TREND | NaT | Comisión Nacional del Agua | 20.2758 | -103.2983
MEX03071 |  | OCLSP3787M1 | Mexico | Lake station | LITORAL STATION G |  |  | SANTIAGO-LERMA-CHAPALA |  | 1518 | TREND | NaT | Comisión Nacional del Agua | 20.287 | -103.2485
MEX02221 |  | OCAVM2759 | Mexico | Lake station | LAKE OF ZUMPANGO 2 |  |  | PANUCO |  | 2247 | TREND | NaT | Comisión Nacional del Agua | 19.8058 | -99.1308
MEX05702 |  | OCPSU4871 | Mexico | Lake station | AFLUENTE-LAGUNA ORIENTAL | TRIBUTARY-EASTERN LAGOON |  |  |  | 0 | IMPACT | NaT | Comisión Nacional del Agua | 16.2861 | -94.5653
MEX05703 |  | OCPSU4874 | Mexico | Lake station | LAGUNA INFERIOR 6 | LOWER LAGOON 6 |  |  |  | -9999 | IMPACT | NaT | Comisión Nacional del Agua | 16.3149 | -94.5906
MEX05700 |  | OCPSU4860M1 | Mexico | Lake station | LAGUNA PASTORIA 1 | PASTORIA LAGOON 1 |  |  |  | 5 | IMPACT | NaT | Comisión Nacional del Agua | 16.0098 | -97.6013
MEX05701 |  | OCPSU4861 | Mexico | Lake station | LAGUNA EL CORRALERO | LAGOON THE CORRALERO |  | BALSAS |  | 5 | IMPACT | NaT | Comisión Nacional del Agua | 16.2339 | -98.1897
MEX05463 |  | OCGNO3494 | Mexico | Lake station | LAGUNA MADRE HUMEDAL 3 | LAGUNA MADRE WETLAND 3 |  |  |  | 1 | IMPACT | NaT | Comisión Nacional del Agua | 24.9706 | -97.8809
MEX05694 |  | OCPSU4843M1 | Mexico | Lake station | LAGUNA DE CHACAHUA 3 | CHACAHUA LAGOON 3 |  |  |  | 7 | IMPACT | NaT | Comisión Nacional del Agua | 15.9705 | -97.6843
MEX05699 |  | OCPSU4860 | Mexico | Lake station | LAGUNA PASTORIA 1 | PASTORIA LAGOON 1 |  |  |  | 10 | IMPACT | NaT | Comisión Nacional del Agua | 16.0128 | -97.5887
MEX03070 |  | OCLSP3786 | Mexico | Lake station | LAKE OF CHAPALA, LAKE STATION 08 |  |  | SANTIAGO-LERMA-CHAPALA |  | 1518 | TREND | NaT | Comisión Nacional del Agua | 20.2777 | -103.342
MEX05696 |  | OCPSU4846 | Mexico | Lake station | LAGUNA DE CHACAHUA 4 | CHACAHUA LAGOON 4 |  |  |  | 5 | IMPACT | NaT | Comisión Nacional del Agua | 15.9837 | -97.7318
MEX03068 |  | OCLSP3784 | Mexico | Lake station | CHAPALA LAKE, LACUSTRE STATION 01 |  |  | SANTIAGO-LERMA-CHAPALA |  | 1518 | TREND | NaT | Comisión Nacional del Agua | 20.2791 | -103.399
MEX03067 |  | OCLSP3783M1 | Mexico | Lake station | COAST STATION F |  |  | SANTIAGO-LERMA-CHAPALA |  | 1518 | TREND | NaT | Comisión Nacional del Agua | 20.2865 | -103.355
MEX02220 |  | OCAVM2758 | Mexico | Lake station | LAKE OF ZUMPANGO 1 |  |  | PANUCO |  | 2247 | TREND | NaT | Comisión Nacional del Agua | 19.7894 | -99.1593
MEX02946 |  | OCGNO3654 | Mexico | Lake station | MATA DEL ABRA |  |  |  |  | 0 | TREND | NaT | Comisión Nacional del Agua | 22.4388 | -98.1279
MEX03065 |  | OCLSP3780M1 | Mexico | Lake station | LAGOON OF ATOTONILCO 2 |  |  | SANTIAGO-LERMA-CHAPALA |  | 1348 | TREND | NaT | Comisión Nacional del Agua | 20.3795 | -103.6521
MEX03064 |  | OCLSP3779M1 | Mexico | Lake station | ATOTONILCO LAGOON 3 |  |  | SANTIAGO-LERMA-CHAPALA |  | 1349 | TREND | NaT | Comisión Nacional del Agua | 20.4053 | -103.6728
MEX03182 |  | OCLSP3914W1 | Mexico | Lake station | LAGUNA SAN JUAN 2 |  |  |  |  | 6 | TREND | NaT | Comisión Nacional del Agua | 19.8748 | -105.3565
MEX03181 |  | OCLSP3909W1 | Mexico | Lake station | LAGUNA SAN JUAN 1 |  |  |  |  | 16 | TREND | NaT | Comisión Nacional del Agua | 19.8782 | -105.3611
MEX05095 |  | DLGUE1368W1 | Mexico | Lake station | MAR - DESEMBOCADURA LAGUNA DE CHAUTENGO | SEA - MOUTH OF THE CHAUTENGO LAGOON |  | BALSAS |  | 2 | IMPACT | NaT | Comisión Nacional del Agua | 16.6063 | -99.1157
MEX05096 |  | DLGUE1369 | Mexico | Lake station | LAGUNA DE CHAUTENGO 3 | CHAUTENGO LAGOON 3 |  | BALSAS |  | 6 | IMPACT | NaT | Comisión Nacional del Agua | 16.5996 | -99.0542
MEX00769 |  | DLEST921 | Mexico | Lake station | LAGOON OF ALMOLOYA DEL RIO |  |  | SANTIAGO-LERMA-CHAPALA |  | 2571 | TREND | NaT | Comisión Nacional del Agua | 19.1552 | -99.4963
MEX05102 |  | DLMIC0001RNL21 | Mexico | Lake station | LAGO ZIRAHUÉN, MPÍO. SALVADOR ESCALANTE (2) | LAKE ZIRAHUÉN, MPÍO. SALVADOR ESCALANTE (2) |  | BALSAS |  | 2082 | IMPACT | NaT | Comisión Nacional del Agua | 19.4397 | -101.7239
MEX00649 |  | DLDUR773 | Mexico | Lake station | LAGUNA DE SANTIAGUILLO 6 |  |  |  |  | 1959 | TREND | NaT | Comisión Nacional del Agua | 24.9378 | -104.9018
MEX05094 |  | DLGUE1367 | Mexico | Lake station | LAGUNA DE CHAUTENGO 4 | CHAUTENGO LAGOON 4 |  | BALSAS |  | 1 | IMPACT | NaT | Comisión Nacional del Agua | 16.6097 | -99.1119
MEX00766 |  | DLEST919 | Mexico | Lake station | CIENEGAS DE LERMA 1 |  |  | SANTIAGO-LERMA-CHAPALA |  | 2577 | TREND | NaT | Comisión Nacional del Agua | 19.1404 | -99.5036
MEX05103 |  | DLMIC0002RNL21 | Mexico | Lake station | LAGO ZIRAHUÉN, MPÍO. SALVADOR ESCALANTE (3) | LAKE ZIRAHUÉN, MPÍO. SALVADOR ESCALANTE (3) |  | BALSAS |  | 2083 | IMPACT | NaT | Comisión Nacional del Agua | 19.4355 | -101.72
MEX00768 |  | DLEST920 | Mexico | Lake station | LAG. FROM ALMOLOYA DEL RIO |  |  | SANTIAGO-LERMA-CHAPALA |  | 2571 | TREND | NaT | Comisión Nacional del Agua | 19.1553 | -99.4964
MEX05714 |  | OCPSU4885 | Mexico | Lake station | LAGUNA SUPERIOR 11 | UPPER LAGOON 11 |  |  |  | 1 | IMPACT | NaT | Comisión Nacional del Agua | 16.419 | -94.9195
MEX05106 |  | DLMIC0005RNL21 | Mexico | Lake station | LAGO ZIRAHUÉN, MPÍO. SALVADOR ESCALANTE (6) | LAKE ZIRAHUEN, MPIO. SALVADOR ESCALANTE (6) |  | BALSAS |  | 2078 | IMPACT | NaT | Comisión Nacional del Agua | 19.4267 | -101.7272
MEX05112 |  | DLMIC0011RNL21 | Mexico | Lake station | LAGO ZIRAHUÉN, MPÍO. SALVADOR ESCALANTE (9) | LAKE ZIRAHUÉN, MPÍO. SALVADOR ESCALANTE (9) |  | BALSAS |  | 2091 | IMPACT | NaT | Comisión Nacional del Agua | 19.4428 | -101.7493
MEX05717 |  | OCPSU4888 | Mexico | Lake station | LAGUNA SUPERIOR (SAN DIONICIO DEL MAR) | SUPERIOR LAGOON (SAN DIONICIO DEL MAR) |  |  |  | 5 | IMPACT | NaT | Comisión Nacional del Agua | 16.3642 | -94.8074
MEX05113 |  | DLMIC0012RNL21 | Mexico | Lake station | LAGO ZIRAHUÉN, MPÍO. SALVADOR ESCALANTE (10) | LAKE ZIRAHUEN, MPIO. SALVADOR ESCALANTE (10) |  | BALSAS |  | 2082 | IMPACT | NaT | Comisión Nacional del Agua | 19.4541 | -101.7426
MEX05718 |  | OCPSU4889 | Mexico | Lake station | LAGUNA SUPERIOR 8 | UPPER LAGOON 8 |  |  |  | 1 | IMPACT | NaT | Comisión Nacional del Agua | 16.3345 | -94.7794
MEX05110 |  | DLMIC0009RNL21 | Mexico | Lake station | LAGO ZIRAHUÉN, MPÍO. SALVADOR ESCALANTE (7) | LAKE ZIRAHUÉN, MPIO. SALVADOR ESCALANTE (7) |  | BALSAS |  | 2094 | IMPACT | NaT | Comisión Nacional del Agua | 19.4269 | -101.7558
MEX05715 |  | OCPSU4886 | Mexico | Lake station | LAGUNA SUPERIOR 3 | UPPER LAGOON 3 |  |  |  | 1 | IMPACT | NaT | Comisión Nacional del Agua | 16.4211 | -94.8816
MEX05111 |  | DLMIC0010RNL21 | Mexico | Lake station | LAGO ZIRAHUÉN, MPÍO. SALVADOR ESCALANTE (8) | LAKE ZIRAHUÉN, MPIO. SALVADOR ESCALANTE (8) |  | BALSAS |  | 2111 | IMPACT | NaT | Comisión Nacional del Agua | 19.4363 | -101.7607
MEX05716 |  | OCPSU4887 | Mexico | Lake station | LAGUNA SUPERIOR 10 | UPPER LAGOON 10 |  |  |  | -9999 | IMPACT | NaT | Comisión Nacional del Agua | 16.401 | -94.8292
MEX05104 |  | DLMIC0003RNL21 | Mexico | Lake station | LAGO ZIRAHUÉN, MPÍO. SALVADOR ESCALANTE (4) | LAKE ZIRAHUÉN, MPÍO. SALVADOR ESCALANTE (4) |  | BALSAS |  | 2080 | IMPACT | NaT | Comisión Nacional del Agua | 19.4314 | -101.7231
MEX05105 |  | DLMIC0004RNL21 | Mexico | Lake station | LAGO ZIRAHUÉN, MPÍO. SALVADOR ESCALANTE (5) | LAKE ZIRAHUEN, MPIO. SALVADOR ESCALANTE (5) |  | BALSAS |  | 2078 | IMPACT | NaT | Comisión Nacional del Agua | 19.428 | -101.7255
MEX05723 |  | OCPYU4891 | Mexico | Lake station | M1 MANATI | M1 MANATEE |  |  |  | 5 | IMPACT | NaT | Comisión Nacional del Agua | 21.2175 | -86.8246
MEX05075 |  | DLGUE1308 | Mexico | Lake station | BARRA DE POTOSI 1 | BARRA DE POTOSI 1 |  | BALSAS |  | 5 | IMPACT | NaT | Comisión Nacional del Agua | 17.5341 | -101.442
MEX05076 |  | DLGUE1309 | Mexico | Lake station | BARRA DE POTOSI 2 | BARRA DE POTOSI 2 |  | BALSAS |  | 8 | IMPACT | NaT | Comisión Nacional del Agua | 17.5385 | -101.4371
MEX05079 |  | DLGUE1312 | Mexico | Lake station | BARRA DE POTOSI 3 | BARRA DE POTOSI 3 |  | BALSAS |  | 5 | IMPACT | NaT | Comisión Nacional del Agua | 17.5359 | -101.4448
MEX05080 |  | DLGUE1318 | Mexico | Lake station | LAGUNA SALINA 1 | LAGUNA SALINA 1 |  | BALSAS |  | 6 | IMPACT | NaT | Comisión Nacional del Agua | 17.6403 | -101.5612
MEX05077 |  | DLGUE1310 | Mexico | Lake station | BARRA DE POTOSI 4 | BARRA DE POTOSI 4 |  | BALSAS |  | 4 | IMPACT | NaT | Comisión Nacional del Agua | 17.5379 | -101.4277
MEX05078 |  | DLGUE1311 | Mexico | Lake station | BARRA DE POTOSI 5 | BARRA DE POTOSI 5 |  | BALSAS |  | 11 | IMPACT | NaT | Comisión Nacional del Agua | 17.531 | -101.4417
MEX01776 |  | DLQUI2264 | Mexico | Lake station | XUL-HA |  |  |  |  | 14 | TREND | NaT | Comisión Nacional del Agua | 18.5438 | -88.4608
MEX01777 |  | DLQUI2265 | Mexico | Lake station | LAGOON MILAGROS (BALNEAREOS) |  |  | HONDO |  | 2 | TREND | NaT | Comisión Nacional del Agua | 18.5146 | -88.427
MEX01774 |  | DLQUI2262 | Mexico | Lake station | LAGUNA BACALAR (EJIDAL SPA) |  |  |  |  | 6 | TREND | NaT | Comisión Nacional del Agua | 18.6797 | -88.3845
MEX01775 |  | DLQUI2263 | Mexico | Lake station | LAGUNA BACALAR 1 |  |  |  |  | 1 | TREND | NaT | Comisión Nacional del Agua | 18.6071 | -88.4291
MEX01772 |  | DLQUI2260 | Mexico | Lake station | BACALAR LAGOON 2 |  |  |  |  | 1 | TREND | NaT | Comisión Nacional del Agua | 18.8788 | -88.2373
MEX01771 |  | DLQUI2259 | Mexico | Lake station | LAGOON BACALAR 3 |  |  |  |  | 1 | TREND | NaT | Comisión Nacional del Agua | 18.9327 | -88.1619
MEX05081 |  | DLGUE1319 | Mexico | Lake station | LAGUNA SALINA B | SALINA LAGOON B |  | BALSAS |  | 38 | IMPACT | NaT | Comisión Nacional del Agua | 17.6366 | -101.5599
MEX05086 |  | DLGUE1357 | Mexico | Lake station | LAGUNA TECOMATE 3 | TECOMATE LAGOON 3 |  | BALSAS |  | 1 | IMPACT | NaT | Comisión Nacional del Agua | 16.6779 | -99.3038
MEX05087 |  | DLGUE1358 | Mexico | Lake station | LAGUNA TECOMATE 4 | TECOMATE 4 LAGOON |  | BALSAS |  | 1 | IMPACT | NaT | Comisión Nacional del Agua | 16.6913 | -99.3485
MEX05084 |  | DLGUE1355 | Mexico | Lake station | LAGUNA TECOMATE 2 | TECOMATE 2 LAGOON |  | BALSAS |  | 3 | IMPACT | NaT | Comisión Nacional del Agua | 16.6682 | -99.292
MEX05085 |  | DLGUE1356 | Mexico | Lake station | LAGUNA TECOMATE 1 | TECOMATE LAGOON 1 |  | BALSAS |  | 6 | IMPACT | NaT | Comisión Nacional del Agua | 16.6561 | -99.2645
MEX00659 |  | DLDUR781 | Mexico | Lake station | LAGOON SANTIAGUILLO 8 |  |  |  |  | 1958 | TREND | NaT | Comisión Nacional del Agua | 24.952 | -104.9326
MEX01648 |  | DLPUE2052M1 | Mexico | Lake station | LAGUNA SANTIAGO OVANDO |  |  | BALSAS |  | 2347 | TREND | NaT | Comisión Nacional del Agua | 19.1725 | -97.7592
MEX05090 |  | DLGUE1361 | Mexico | Lake station | LAGUNA TECOMATE 7 | TECOMATE LAGOON 7 |  | BALSAS |  | 7 | IMPACT | NaT | Comisión Nacional del Agua | 16.6976 | -99.3752
MEX05091 |  | DLGUE1362 | Mexico | Lake station | LAGUNA TECOMATE 6 | TECOMATE LAGOON 6 |  | BALSAS |  | 3 | IMPACT | NaT | Comisión Nacional del Agua | 16.6945 | -99.3618
MEX05088 |  | DLGUE1359 | Mexico | Lake station | LAGUNA TECOMATE 5 | TECOMATE 5 LAGOON |  | BALSAS |  | 1 | IMPACT | NaT | Comisión Nacional del Agua | 16.6943 | -99.3294
MEX05089 |  | DLGUE1360 | Mexico | Lake station | LAGUNA TECOMATE 8 | TECOMATE LAGOON 8 |  | BALSAS |  | 5 | IMPACT | NaT | Comisión Nacional del Agua | 16.695 | -99.3675
MEX01765 |  | DLQUI2253 | Mexico | Lake station | CHICHANKANAB LAGOON 1 |  |  |  |  | 15 | TREND | NaT | Comisión Nacional del Agua | 19.8111 | -88.7291
MEX01766 |  | DLQUI2254 | Mexico | Lake station | NOH-BEC |  |  |  |  | 2 | TREND | NaT | Comisión Nacional del Agua | 19.1462 | -88.171
MEX01763 |  | DLQUI2251 | Mexico | Lake station | CHICHANKANAB LAGOON 3 |  |  |  |  | 6 | TREND | NaT | Comisión Nacional del Agua | 19.9471 | -88.7645
MEX01764 |  | DLQUI2252 | Mexico | Lake station | LAGOON OF CHICHANKANAB 2 |  |  |  |  | 4 | TREND | NaT | Comisión Nacional del Agua | 19.8777 | -88.7706
MEX00655 |  | DLDUR778 | Mexico | Lake station | LAGOON OF SANTIAGUILLO 3 |  |  |  |  | 1958 | TREND | NaT | Comisión Nacional del Agua | 24.918 | -104.9058
MEX00776 |  | DLEST927 | Mexico | Lake station | LAGOONS OF ZEMPOALA 3 |  |  | BALSAS |  | 2921 | TREND | NaT | Comisión Nacional del Agua | 19.0623 | -99.3179
MEX00777 |  | DLEST928 | Mexico | Lake station | LAGOONS OF ZEMPOALA 2 |  |  | BALSAS |  | 2845 | TREND | NaT | Comisión Nacional del Agua | 19.0546 | -99.3162
MEX00656 |  | DLDUR779 | Mexico | Lake station | LAGUNA SANTIAGUILLO 5 |  |  |  |  | 1961 | TREND | NaT | Comisión Nacional del Agua | 24.9575 | -104.9459
MEX00657 |  | DLDUR780 | Mexico | Lake station | LAGOON SANTIAGUILLO 7 |  |  |  |  | 1961 | TREND | NaT | Comisión Nacional del Agua | 24.933 | -104.9347
MEX00778 |  | DLEST929 | Mexico | Lake station | LAGOONS OF ZEMPOALA 1 |  |  | BALSAS |  | 2835 | TREND | NaT | Comisión Nacional del Agua | 19.0513 | -99.3148
MEX05092 |  | DLGUE1365 | Mexico | Lake station | LAGUNA DE CHAUTENGO 1 | CHAUTENGO LAGOON 1 |  | BALSAS |  | 1 | IMPACT | NaT | Comisión Nacional del Agua | 16.63 | -99.0968
MEX04035 |  | OCRBR5139M2 | Mexico | Lake station | LA ESCONDIDA LAGOON IN FRONT OF COLONIA LAZARO CAR |  |  | RIO GRANDE (GULF OF MEXICO) |  | 29 | TREND | NaT | Comisión Nacional del Agua | 26.0476 | -98.2759
MEX05093 |  | DLGUE1366 | Mexico | Lake station | LAGUNA DE CHAUTENGO 2 | CHAUTENGO LAGOON 2 |  | BALSAS |  | 1 | IMPACT | NaT | Comisión Nacional del Agua | 16.6381 | -99.1278
MEX00651 |  | DLDUR774 | Mexico | Lake station | LAGOON OF SANTIAGUILLO 4 |  |  |  |  | 1957 | TREND | NaT | Comisión Nacional del Agua | 24.9356 | -104.9276
MEX00652 |  | DLDUR775 | Mexico | Lake station | LAGOON OF SANTIAGUILLO 2 |  |  |  |  | 1957 | TREND | NaT | Comisión Nacional del Agua | 24.8966 | -104.8898
MEX00653 |  | DLDUR776 | Mexico | Lake station | LAGOON OF SANTIAGUILLO 1 |  |  |  |  | 1959 | TREND | NaT | Comisión Nacional del Agua | 24.872 | -104.8794
MEX05625 |  | OCPNO4602W1 | Mexico | Lake station | SISTEMA LAGUNAR CEUTA 2 | LAGOON SYSTEM CEUTA 2 |  |  |  | 0 | IMPACT | NaT | Comisión Nacional del Agua | 23.9935 | -107.051
MEX05624 |  | OCPNO4601W1 | Mexico | Lake station | SISTEMA LAGUNAR CEUTA 1 | CEUTA LAGOON SYSTEM 1 |  |  |  | -1 | IMPACT | NaT | Comisión Nacional del Agua | 23.9312 | -106.9797
MEX05629 |  | OCPNO4628W1 | Mexico | Lake station | LAGUNA HUIZACHE 5 | LAGOON HUIZACHE 5 |  |  |  | 2 | IMPACT | NaT | Comisión Nacional del Agua | 23.0839 | -106.2234
MEX05750 |  | OCRBR5119M1 | Mexico | Lake station | LAGUNA MADRE HUMEDAL 6 | MOTHER LAGOON WETLAND 6 |  |  |  | -9999 | IMPACT | NaT | Comisión Nacional del Agua | 25.3334 | -97.4644
MEX05630 |  | OCPNO4629W1 | Mexico | Lake station | LAGUNA HUIZACHE 6 | LAGOON HUIZACHE 6 |  |  |  | 2 | IMPACT | NaT | Comisión Nacional del Agua | 23.0776 | -106.2204
MEX05751 |  | OCRBR5120M1 | Mexico | Lake station | LAGUNA MADRE HUMEDAL 7 | MOTHER LAGOON WETLAND 7 |  |  |  | -9999 | IMPACT | NaT | Comisión Nacional del Agua | 25.2452 | -97.4766
MEX05627 |  | OCPNO4626 | Mexico | Lake station | LAGUNA HUIZACHE-CAIMANERO 3 | LAGOON HUIZACHE-CAIMANERO 3 |  |  |  | 5 | IMPACT | NaT | Comisión Nacional del Agua | 23.0809 | -106.2733
MEX05748 |  | OCRBR5117M1 | Mexico | Lake station | LAGUNA MADRE HUMEDAL 4 | MOTHER LAGOON WETLAND 4 |  |  |  | -9999 | IMPACT | NaT | Comisión Nacional del Agua | 25.2708 | -97.6005
MEX05749 |  | OCRBR5118M1 | Mexico | Lake station | LAGUNA MADRE HUMEDAL 5 | MOTHER LAGOON WETLAND 5 |  |  |  | -9999 | IMPACT | NaT | Comisión Nacional del Agua | 25.2982 | -97.6513
MEX03140 |  | OCLSP3854M1 | Mexico | Lake station | CHAPALA LAKE, LACUSTRE STATION 03 |  |  | SANTIAGO-LERMA-CHAPALA |  | 1518 | TREND | NaT | Comisión Nacional del Agua | 20.2335 | -103.3509
MEX03139 |  | OCLSP3853M1 | Mexico | Lake station | LITORAL STATION E |  |  | SANTIAGO-LERMA-CHAPALA |  | 1522 | TREND | NaT | Comisión Nacional del Agua | 20.2026 | -103.3005
MEX03138 |  | OCLSP3852M1 | Mexico | Lake station | CHAPALA LAKE, LACUSTRE STATION 04 |  |  | SANTIAGO-LERMA-CHAPALA |  | 1518 | TREND | NaT | Comisión Nacional del Agua | 20.2122 | -103.2888
MEX03137 |  | OCLSP3851M1 | Mexico | Lake station | LITORAL STATION D |  |  | SANTIAGO-LERMA-CHAPALA |  | 1519 | TREND | NaT | Comisión Nacional del Agua | 20.1602 | -103.1821
MEX05633 |  | OCPNO4632 | Mexico | Lake station | LAGUNA HUIZACHE 3 | HUIZACHE LAGOON 3 |  |  |  | 1 | IMPACT | NaT | Comisión Nacional del Agua | 22.993 | -106.085
MEX03135 |  | OCLSP3849M1 | Mexico | Lake station | CHAPALA LAKE, LACUSTRE STATION 15 |  |  | SANTIAGO-LERMA-CHAPALA |  | 1517 | TREND | NaT | Comisión Nacional del Agua | 20.2748 | -103.0495
MEX05631 |  | OCPNO4630 | Mexico | Lake station | LAGUNA HUIZACHE-CAIMANERO 2 | LAGOON HUIZACHE-CAIMANERO 2 |  |  |  | 3 | IMPACT | NaT | Comisión Nacional del Agua | 23.0602 | -106.2234
MEX03134 |  | OCLSP3848M1 | Mexico | Lake station | LAKE CHAPALA, LACUSTRE STATION 14 |  |  | SANTIAGO-LERMA-CHAPALA |  | 1517 | TREND | NaT | Comisión Nacional del Agua | 20.2063 | -103.0512
MEX03133 |  | OCLSP3847M1 | Mexico | Lake station | CHAPALA LAKE, LACUSTRE STATION 23 |  |  | SANTIAGO-LERMA-CHAPALA |  | 1518 | TREND | NaT | Comisión Nacional del Agua | 20.1739 | -102.8701
MEX05632 |  | OCPNO4631W1 | Mexico | Lake station | LAGUNA HUIZACHE 4 | HUIZACHE LAGOON 4 |  |  |  | 1 | IMPACT | NaT | Comisión Nacional del Agua | 23.0043 | -106.1356
MEX03132 |  | OCLSP3846 | Mexico | Lake station | LAKE OF CHAPALA, LACUSTRE STATION 13 |  |  | SANTIAGO-LERMA-CHAPALA |  | 1516 | TREND | NaT | Comisión Nacional del Agua | 20.1833 | -103.1239
MEX03131 |  | OCLSP3845M1 | Mexico | Lake station | LITORAL STATION C |  |  | SANTIAGO-LERMA-CHAPALA |  | 1519 | TREND | NaT | Comisión Nacional del Agua | 20.1953 | -103.0399
MEX05636 |  | OCPNO4634M1 | Mexico | Lake station | LAGUNA HUIZACHE 1 | HUIZACHE LAGOON 1 |  |  |  | 3 | IMPACT | NaT | Comisión Nacional del Agua | 22.905 | -106.0793
MEX05515 |  | OCGNO3678 | Mexico | Lake station | LAGUNA MADRE 4 | LAGUNA MADRE 4 |  |  |  | -9999 | IMPACT | NaT | Comisión Nacional del Agua | 24.732 | -97.6667
MEX05637 |  | OCPNO4635 | Mexico | Lake station | BOCA SISTEMA LAGUNAR HUIZACHE-CAIMANERO | HUIZACHE-CAIMANERO LAGOON SYSTEM MOUTH |  |  |  | 3 | IMPACT | NaT | Comisión Nacional del Agua | 22.8812 | -106.0655
MEX05634 |  | OCPNO4633 | Mexico | Lake station | LAGUNA HUIZACHE 2 | HUIZACHE LAGOON 2 |  |  |  | -1 | IMPACT | NaT | Comisión Nacional del Agua | 22.9866 | -106.052
MEX05635 |  | OCPNO4634 | Mexico | Lake station | LAGUNA HUIZACHE 1 | HUIZACHE LAGOON 1 |  |  |  | 1 | IMPACT | NaT | Comisión Nacional del Agua | 22.909 | -106.0759
MEX05514 |  | OCGNO3677 | Mexico | Lake station | LAGUNA MADRE HUMEDAL 1 | LAGUNA MADRE WETLAND 1 |  |  |  | -9999 | IMPACT | NaT | Comisión Nacional del Agua | 24.6781 | -97.6862
MEX05519 |  | OCLSP3859W1 | Mexico | Lake station | LAGUNA SABANITA 2 | SABANITA LAGOON 2 |  |  |  | 6 | IMPACT | NaT | Comisión Nacional del Agua | 19.8782 | -105.3974
MEX05520 |  | OCLSP3888M1 | Mexico | Lake station | LAGUNA BARRA DE NAVIDAD 2 | LAGUNA BARRA DE NAVIDAD 2 |  |  |  | 0 | IMPACT | NaT | Comisión Nacional del Agua | 19.1934 | -104.6666
MEX05638 |  | OCPNO4636 | Mexico | Lake station | LAGUNA HUIZACHE-CAIMANERO 1 | LAGOON HUIZACHE-CAIMANERO 1 |  |  |  | 4 | IMPACT | NaT | Comisión Nacional del Agua | 22.8546 | -106.0278
MEX05759 |  | SC-15 | Mexico | Lake station | PM BELLOTE 1 | PM BELLOT 1 |  |  |  | 2 | IMPACT | NaT | Comisión Nacional del Agua | 18.4268 | -93.1446
MEX05518 |  | OCLSP3781M1W1 | Mexico | Lake station | LAGUNA LA SABANITA 1 | LA SABANITA LAGOON 1 |  |  |  | 7 | IMPACT | NaT | Comisión Nacional del Agua | 19.8806 | -105.389
MEX03130 |  | OCLSP3844M1 | Mexico | Lake station | CHAPALA LAKE, LACUSTRE STATION 12 |  |  | SANTIAGO-LERMA-CHAPALA |  | 1518 | TREND | NaT | Comisión Nacional del Agua | 20.1881 | -103.1779
MEX03129 |  | OCLSP3843M1 | Mexico | Lake station | CHAPALA LAKE, LACUSTRE STATION 11 |  |  | SANTIAGO-LERMA-CHAPALA |  | 1518 | TREND | NaT | Comisión Nacional del Agua | 20.23 | -103.18
MEX03128 |  | OCLSP3842M1 | Mexico | Lake station | DAM EL SALTO CENTRO |  |  | SANTIAGO-LERMA-CHAPALA |  | 1807 | TREND | NaT | Comisión Nacional del Agua | 21.049 | -102.6828
MEX05523 |  | OCLSP3891M1 | Mexico | Lake station | LAGUNA BARRA DE NAVIDAD 4 | LAGUNA BARRA DE NAVIDAD 4 |  |  |  | 11 | IMPACT | NaT | Comisión Nacional del Agua | 19.1977 | -104.6838
MEX05642 |  | OCPNO4644 | Mexico | Lake station | LAGUNA AGUA GRANDE 8 | LAGOON AGUA GRANDE 8 |  |  |  | 5 | IMPACT | NaT | Comisión Nacional del Agua | 22.7353 | -105.7044
MEX05521 |  | OCLSP3889M1 | Mexico | Lake station | LAGUNA BARRA DE NAVIDAD 1 | LAGUNA BARRA DE NAVIDAD 1 |  |  |  | 0 | IMPACT | NaT | Comisión Nacional del Agua | 19.1864 | -104.6659
MEX03122 |  | OCLSP3836M1 | Mexico | Lake station | CHAPALA LAKE, LACUSTRE STATION 27 |  |  | SANTIAGO-LERMA-CHAPALA |  | 1516 | TREND | NaT | Comisión Nacional del Agua | 20.2971 | -102.8237
MEX05643 |  | OCPNO4645 | Mexico | Lake station | LAGUNA AGUA GRANDE 6 | BIG WATER LAGOON 6 |  |  |  | 0 | IMPACT | NaT | Comisión Nacional del Agua | 22.7244 | -105.7036
MEX05522 |  | OCLSP3890M1 | Mexico | Lake station | LAGUNA BARRA DE NAVIDAD 3 | LAGUNA BARRA DE NAVIDAD 3 |  |  |  | 0 | IMPACT | NaT | Comisión Nacional del Agua | 19.1913 | -104.6744
MEX03121 |  | OCLSP3835M1 | Mexico | Lake station | CHAPALA LAKE LACUSTRE STATION 26 |  |  | SANTIAGO-LERMA-CHAPALA |  | 1521 | TREND | NaT | Comisión Nacional del Agua | 20.2723 | -102.7523
MEX05724 |  | OCPYU4892 | Mexico | Lake station | M2 MANATI | M2 MANATI |  |  |  | 4 | IMPACT | NaT | Comisión Nacional del Agua | 21.2264 | -86.82
MEX05725 |  | OCPYU4893 | Mexico | Lake station | M3 MANATI | M3 MANATEE |  |  |  | 3 | IMPACT | NaT | Comisión Nacional del Agua | 21.2294 | -86.826
MEX05728 |  | OCPYU4896 | Mexico | Lake station | M7 MANATI | M7 MANATEE |  |  |  | 2 | IMPACT | NaT | Comisión Nacional del Agua | 21.2417 | -86.84
MEX05729 |  | OCPYU4897 | Mexico | Lake station | M6 MANATI | M6 MANATEE |  |  |  | 3 | IMPACT | NaT | Comisión Nacional del Agua | 21.2481 | -86.8392
MEX05726 |  | OCPYU4894 | Mexico | Lake station | M4 MANATI | M4 MANATEE |  |  |  | 3 | IMPACT | NaT | Comisión Nacional del Agua | 21.2267 | -86.8292
MEX05727 |  | OCPYU4895 | Mexico | Lake station | M5 MANATI | M5 MANATEE |  |  |  | 2 | IMPACT | NaT | Comisión Nacional del Agua | 21.235 | -86.8339
MEX02917 |  | OCGNO3605 | Mexico | Lake station | CHAMPAYAN LAGOON, COMAPA TANCOL |  |  |  |  | 4 | TREND | NaT | Comisión Nacional del Agua | 22.2985 | -97.9037
MEX05732 |  | OCPYU4900 | Mexico | Lake station | L3 CHACMOCHUC | L3 CHACMOCHUC |  |  |  | -9999 | IMPACT | NaT | Comisión Nacional del Agua | 21.3008 | -86.8486
MEX02916 |  | OCGNO3604 | Mexico | Lake station | LAGOON DE LA PUERTA, BOCATOMA |  |  |  |  | 3 | TREND | NaT | Comisión Nacional del Agua | 22.3179 | -97.903
MEX02915 |  | OCGNO3603 | Mexico | Lake station | CHAMPAYAN LAGOON COMAPA DIMA |  |  |  |  | 2 | TREND | NaT | Comisión Nacional del Agua | 22.3858 | -97.9274
MEX05733 |  | OCPYU4901 | Mexico | Lake station | L4 CHACMOCHUC | L4 CHACMOCHUC |  |  |  | -9999 | IMPACT | NaT | Comisión Nacional del Agua | 21.32 | -86.8278
MEX02914 |  | OCGNO3602 | Mexico | Lake station | BOCATOMA ALTAMIRA |  |  |  |  | 3 | TREND | NaT | Comisión Nacional del Agua | 22.387 | -97.9379
MEX05730 |  | OCPYU4898 | Mexico | Lake station | L1 CHACMOCHUC | L1 CHACMOCHUC |  |  |  | -9999 | IMPACT | NaT | Comisión Nacional del Agua | 21.2583 | -86.8375
MEX05731 |  | OCPYU4899 | Mexico | Lake station | L2 CHACMOCHUC | L2 CHACMOCHUC |  |  |  | -9999 | IMPACT | NaT | Comisión Nacional del Agua | 21.2842 | -86.8372
MEX02913 |  | OCGNO3601 | Mexico | Lake station | LAGUNA MAYORAZGO, COLLECTION OF PUMPS |  |  |  |  | 3 | TREND | NaT | Comisión Nacional del Agua | 22.3175 | -98.0416
MEX02912 |  | OCGNO3600 | Mexico | Lake station | LAGUNA LA TORTUGA, BOMBS |  |  |  |  | 2 | TREND | NaT | Comisión Nacional del Agua | 22.2903 | -98.0965
MEX02911 |  | OCGNO3599 | Mexico | Lake station | GET OUT IF YOU CAN |  |  |  |  | 4 | TREND | NaT | Comisión Nacional del Agua | 22.3522 | -98.1465
MEX05735 |  | OCPYU4903 | Mexico | Lake station | L7 CHACMOCHUC | L7 CHACMOCHUC |  |  |  | -9999 | IMPACT | NaT | Comisión Nacional del Agua | 21.3517 | -86.8389
MEX05736 |  | OCPYU4904 | Mexico | Lake station | L6 CHACMOCHUC | L6 CHACMOCHUC |  |  |  | -9999 | IMPACT | NaT | Comisión Nacional del Agua | 21.3522 | -86.8169
MEX05734 |  | OCPYU4902 | Mexico | Lake station | L5 CHACMOCHUC | L5 CHACMOCHUC |  |  |  | -9999 | IMPACT | NaT | Comisión Nacional del Agua | 21.3335 | -86.8586
MEX05013 |  | DLCAM271W1 | Mexico | Lake station | LAGUNA DE TERMINOS 4 | TERMINOS LAGOON 4 |  |  |  | 4 | IMPACT | NaT | Comisión Nacional del Agua | 18.7462 | -91.2417
MEX05619 |  | OCPNO4556 | Mexico | Lake station | LAGUNA PLAYA COLORADA-SANTA MARIA LA REFORMA 2 | LAGUNA PLAYA COLORADA-SANTA MARIA LA REFORMA 2 |  |  |  | 3 | IMPACT | NaT | Comisión Nacional del Agua | 25.0752 | -108.0589
MEX05737 |  | OCPYU4905 | Mexico | Lake station | L8 CHACMOCHUC | L8 CHACMOCHUC |  |  |  | -9999 | IMPACT | NaT | Comisión Nacional del Agua | 21.3844 | -86.825
MEX05738 |  | OCPYU4906 | Mexico | Lake station | L9 CHACMOCHUC | L9 CHACMOCHUC |  |  |  | -9999 | IMPACT | NaT | Comisión Nacional del Agua | 21.3844 | -86.8528
MEX05012 |  | DLCAM270W1 | Mexico | Lake station | LAGUNA DE TERMINOS 3 | LAGUNA DE TERMINOS 3 |  |  |  | 0 | IMPACT | NaT | Comisión Nacional del Agua | 18.6236 | -91.2947
MEX05621 |  | OCPNO4557 | Mexico | Lake station | LAGUNA PLAYA COLORADA-SANTA MARIA LA REFORMA 1 | LAGUNA PLAYA COLORADA-SANTA MARIA LA REFORMA 1 |  |  |  | -9999 | IMPACT | NaT | Comisión Nacional del Agua | 24.8013 | -108.0219
MEX05374 |  | OCFSU3064 | Mexico | Lake station | LAGUNA MAR MUERTO 3 | DEAD SEA LAGOON 3 |  |  |  | 3 | IMPACT | NaT | Comisión Nacional del Agua | 16.2531 | -94.4104
MEX01360 |  | DLMIC1694 | Mexico | Lake station | LAKE OF PATZCUARO 8 |  |  | SANTIAGO-LERMA-CHAPALA |  | 2037 | TREND | NaT | Comisión Nacional del Agua | 19.6658 | -101.5858
MEX05375 |  | OCFSU3065 | Mexico | Lake station | LAGUNA MAR MUERTO 12 | LAGOON MAR MUERTO 12 |  |  |  | -9999 | IMPACT | NaT | Comisión Nacional del Agua | 16.2206 | -94.1213
MEX01358 |  | DLMIC1692 | Mexico | Lake station | PATZCUARO SENO QUIROGA |  |  | SANTIAGO-LERMA-CHAPALA |  | 2037 | TREND | NaT | Comisión Nacional del Agua | 19.6473 | -101.5787
MEX01359 |  | DLMIC1693 | Mexico | Lake station | LAKE OF PATZCUARO 6 |  |  | SANTIAGO-LERMA-CHAPALA |  | 2037 | TREND | NaT | Comisión Nacional del Agua | 19.6512 | -101.5517
MEX01356 |  | DLMIC1690 | Mexico | Lake station | PATZCUARO LAKE NECK |  |  | SANTIAGO-LERMA-CHAPALA |  | 2037 | TREND | NaT | Comisión Nacional del Agua | 19.6398 | -101.6083
MEX01357 |  | DLMIC1691 | Mexico | Lake station | LAKE OF PATZCUARO 5 |  |  | SANTIAGO-LERMA-CHAPALA |  | 2037 | TREND | NaT | Comisión Nacional del Agua | 19.6383 | -101.5872
MEX01354 |  | DLMIC1688 | Mexico | Lake station | LAKE OF PATZCUARO 9 |  |  | SANTIAGO-LERMA-CHAPALA |  | 2037 | TREND | NaT | Comisión Nacional del Agua | 19.675 | -101.6177
MEX01355 |  | DLMIC1689 | Mexico | Lake station | LAKE OF PATZCUARO 10 |  |  | SANTIAGO-LERMA-CHAPALA |  | 2041 | TREND | NaT | Comisión Nacional del Agua | 19.6805 | -101.605
MEX01718 |  | DLQUE2124W1 | Mexico | Lake station | RQ9 WATERS BELOW THE DAM CONSTITUTION OF 1917 |  |  | PANUCO |  | 1921 | TREND | NaT | Comisión Nacional del Agua | 20.4133 | -100.0781
MEX01351 |  | DLMIC1686 | Mexico | Lake station | THE POOL OF THORNS 2 |  |  | SANTIAGO-LERMA-CHAPALA |  | 2019 | TREND | NaT | Comisión Nacional del Agua | 19.9074 | -101.7671
MEX00727 |  | DLEST883 | Mexico | Lake station | LAKE FRANCISCO JOSE TRINIDAD FABELA 1 |  |  | SANTIAGO-LERMA-CHAPALA |  | 2701 | TREND | NaT | Comisión Nacional del Agua | 19.8286 | -99.7879
MEX05017 |  | DLCAM276W1 | Mexico | Lake station | LAGUNA DE TERMINOS 2 | TERMINOS LAGOON 2 |  |  |  | 0 | IMPACT | NaT | Comisión Nacional del Agua | 18.5261 | -91.4198
MEX05018 |  | DLCAM277W1 | Mexico | Lake station | LAGUNA DE TERMINOS 1 | LAGUNA DE TERMINOS 1 |  |  |  | 0 | IMPACT | NaT | Comisión Nacional del Agua | 18.4558 | -91.5238
MEX05136 |  | DLNAY1879W1 | Mexico | Lake station | RH11-1 PRESIDIO-SAN PEDRO ( LA BATANGA) | RH11-1 PRESIDIO-SAN PEDRO ( LA BATANGA) |  | SAN PEDRO |  | 2 | IMPACT | NaT | Comisión Nacional del Agua | 21.858 | -105.4405
MEX05016 |  | DLCAM275 | Mexico | Lake station | LAGUNA DE TERMINOS 9 | TERMINOS LAGOON 9 |  |  |  | -9999 | IMPACT | NaT | Comisión Nacional del Agua | 18.6196 | -91.521
MEX05021 |  | DLCAM287W1 | Mexico | Lake station | LAGUNA DE TERMINO 7 | TERMINO LAGOON 7 |  |  |  | -9999 | IMPACT | NaT | Comisión Nacional del Agua | 18.4962 | -91.7853
MEX00728 |  | DLEST884 | Mexico | Lake station | LAKE FRANCISCO JOSE TRINIDAD FABELA 2 |  |  | SANTIAGO-LERMA-CHAPALA |  | 2698 | TREND | NaT | Comisión Nacional del Agua | 19.8238 | -99.7867
MEX05019 |  | DLCAM285W1 | Mexico | Lake station | LAGUNA DE TERMINOS 6 | LAGUNA DE TERMINOS 6 |  |  |  | -9999 | IMPACT | NaT | Comisión Nacional del Agua | 18.5538 | -91.8874
MEX05382 |  | OCFSU3121 | Mexico | Lake station | ZONA SUJETA A CONSERVACION ECOLOGICA EL GANCHO-MUR | ECOLOGICAL CONSERVATION AREA EL GANCHO-MURILLO 2 |  |  |  | 11 | IMPACT | NaT | Comisión Nacional del Agua | 14.6466 | -92.3484
MEX05020 |  | DLCAM286W1 | Mexico | Lake station | LAGUNA DE TERMINO 8 | LAGUNA DE TERMINOS 8 |  |  |  | -9999 | IMPACT | NaT | Comisión Nacional del Agua | 18.508 | -91.8444
MEX05383 |  | OCFSU3122 | Mexico | Lake station | ZONA SUJETA A CONSERVACION ECOLOGICA EL GANCHO-MUR | AREA SUBJECT TO ECOLOGICAL CONSERVATION EL GANCHO-MURILLO 3 |  |  |  | 10 | IMPACT | NaT | Comisión Nacional del Agua | 14.6555 | -92.355
MEX05384 |  | OCFSU3126W1 | Mexico | Lake station | ZONA SUJETA A CONSERVACION ECOLOGICA CABILDO-AMATA | AREA SUBJECT TO ECOLOGICAL CONSERVATION CABILDO-AMATAL 1 |  |  |  | 8 | IMPACT | NaT | Comisión Nacional del Agua | 14.7425 | -92.4372
MEX05145 |  | DLNAY1917 | Mexico | Lake station | LAGUNA TORTUGAS RIVIERA NAYARIT2 | LAGUNA TORTUGAS RIVIERA NAYARIT2 (TURTLE LAGOON) |  |  |  | 14 | IMPACT | NaT | Comisión Nacional del Agua | 21.3465 | -105.2413
MEX01349 |  | DLMIC1684 | Mexico | Lake station | LAGOON OF ZACAPU 3 |  |  | SANTIAGO-LERMA-CHAPALA |  | 1991 | TREND | NaT | Comisión Nacional del Agua | 19.8263 | -101.7894
MEX05385 |  | OCFSU3127W1 | Mexico | Lake station | ZONA SUJETA A CONSERVACION ECOLOGICA CABILDO-AMATA | AREA SUBJECT TO ECOLOGICAL CONSERVATION CABILDO-AMATAL 2 |  |  |  | 6 | IMPACT | NaT | Comisión Nacional del Agua | 14.761 | -92.4491
MEX01350 |  | DLMIC1685 | Mexico | Lake station | THE POOL OF THORNS 1 |  |  | SANTIAGO-LERMA-CHAPALA |  | 2021 | TREND | NaT | Comisión Nacional del Agua | 19.907 | -101.7666
MEX01347 |  | DLMIC1682 | Mexico | Lake station | LAGOON OF ZACAPU 2 |  |  | SANTIAGO-LERMA-CHAPALA |  | 1989 | TREND | NaT | Comisión Nacional del Agua | 19.8256 | -101.7781
MEX01348 |  | DLMIC1683 | Mexico | Lake station | LAGOON OF ZACAPU 1 |  |  | SANTIAGO-LERMA-CHAPALA |  | 1988 | TREND | NaT | Comisión Nacional del Agua | 19.8235 | -101.7848
MEX02792 |  | OCGCE3448 | Mexico | Lake station | LAGOON PAJARITOS |  |  |  |  | 2 | TREND | NaT | Comisión Nacional del Agua | 18.1291 | -94.3983
MEX02791 |  | OCGCE3447 | Mexico | Lake station | MARIA LIZAMBA 3 |  |  | PAPALOADAN |  | 7 | TREND | NaT | Comisión Nacional del Agua | 18.4998 | -96.0293
MEX00479 |  | DLCOL561 | Mexico | Lake station | LAGOON OF ALCUZAHUE |  |  |  |  | 24 | TREND | NaT | Comisión Nacional del Agua | 18.9174 | -103.7794
MEX05149 |  | DLNAY1944 | Mexico | Lake station | LAGUNA AGUA BRAVA 3 | AGUA BRAVA LAGOON 3 |  |  |  | -9999 | IMPACT | NaT | Comisión Nacional del Agua | 22.1275 | -105.5489
MEX05029 |  | DLCOL584 | Mexico | Lake station | FONDO DE LA LAGUNA DE JULUAPAN | BOTTOM OF THE JULUAPAN LAGOON |  |  |  | 4 | IMPACT | NaT | Comisión Nacional del Agua | 19.1195 | -104.4028
MEX05150 |  | DLNAY1945 | Mexico | Lake station | LAGUNA AGUA BRAVA 4 | AGUA BRAVA LAGOON 4 |  |  |  | -9999 | IMPACT | NaT | Comisión Nacional del Agua | 22.1228 | -105.554
MEX05148 |  | DLNAY1943W1 | Mexico | Lake station | PESCADERO (POBLADO) | PESCADERO (TOWN) |  |  |  | 0 | IMPACT | NaT | Comisión Nacional del Agua | 22.1888 | -105.3293
MEX05153 |  | DLNAY1948 | Mexico | Lake station | PIMIENTILLO (EMBARCADERO) | PIMIENTILLO (WHARF) |  |  |  | 3 | IMPACT | NaT | Comisión Nacional del Agua | 22.0366 | -105.437
MEX05030 |  | DLCOL585 | Mexico | Lake station | CENTRO LAGUNA DE JULUAPAN | JULUAPAN LAGOON CENTRE |  |  |  | 6 | IMPACT | NaT | Comisión Nacional del Agua | 19.1111 | -104.4047
MEX05151 |  | DLNAY1946W1 | Mexico | Lake station | LAGUNA AGUA BRAVA 2 | AGUA BRAVA 2 LAGOON |  |  |  | 7 | IMPACT | NaT | Comisión Nacional del Agua | 22.0897 | -105.5344
MEX05031 |  | DLCOL586 | Mexico | Lake station | DESEMBOCADURA LAGUNA DE JULUAPAN | MOUTH OF THE JULUAPAN LAGOON |  |  |  | 4 | IMPACT | NaT | Comisión Nacional del Agua | 19.1045 | -104.3987
MEX00478 |  | DLCOL560 | Mexico | Lake station | LAGOON OF AMELA |  |  |  |  | 12 | TREND | NaT | Comisión Nacional del Agua | 18.8111 | -103.7732
MEX05152 |  | DLNAY1947 | Mexico | Lake station | LAGUNA AGUA BRAVA 1 | AGUA BRAVA LAGOON 1 |  |  |  | 0 | IMPACT | NaT | Comisión Nacional del Agua | 22.08 | -105.5357
MEX05354 |  | OCFSU3031W1 | Mexico | Lake station | LAGUNA LA JOYA 7 | LA JOYA LAGOON 7 |  |  |  | 5 | IMPACT | NaT | Comisión Nacional del Agua | 15.81 | -93.5796
MEX05355 |  | OCFSU3032W1 | Mexico | Lake station | LAGUNA LA JOYA 4 | LA JOYA LAGOON 4 |  |  |  | 6 | IMPACT | NaT | Comisión Nacional del Agua | 15.7954 | -93.547
MEX02589 |  | OCFSU3150 | Mexico | Lake station | ZONE SUBJECT TO ECOLOGICAL CONSERVATION LAGUNAR CA |  |  | GRIJALVA |  | 3 | TREND | NaT | Comisión Nacional del Agua | 17.7977 | -92.0383
MEX02588 |  | OCFSU3149 | Mexico | Lake station | ZONE SUBJECT TO ECOLOGICAL CONSERVATION LAGUNAR CA |  |  | GRIJALVA |  | 7 | TREND | NaT | Comisión Nacional del Agua | 17.7362 | -92.0612
MEX02587 |  | OCFSU3148 | Mexico | Lake station | LAGOON COLORADA 3 |  |  | GRIJALVA |  | 5 | TREND | NaT | Comisión Nacional del Agua | 17.7276 | -92.0128
MEX01498 |  | DLNAY1856 | Mexico | Lake station | LAGOON OF MORA |  |  | SANTIAGO-LERMA-CHAPALA |  | 909 | TREND | NaT | Comisión Nacional del Agua | 21.518 | -104.8133
MEX02586 |  | OCFSU3147 | Mexico | Lake station | ZONE SUBJECT TO ECOLOGICAL CONSERVATION LAGUNAR CA |  |  | GRIJALVA |  | 1 | TREND | NaT | Comisión Nacional del Agua | 17.7455 | -92.0002
MEX02585 |  | OCFSU3146 | Mexico | Lake station | LAGOON COLORADA 4 |  |  | GRIJALVA |  | 0 | TREND | NaT | Comisión Nacional del Agua | 17.748 | -92.0137
MEX01374 |  | DLMIC1708 | Mexico | Lake station | LAKE ZIRAHUEN - ENTRANCE 2 |  |  | BALSAS |  | 2079 | TREND | NaT | Comisión Nacional del Agua | 19.4538 | -101.7396
MEX02584 |  | OCFSU3145 | Mexico | Lake station | LAGOON COLORADA 5 |  |  | GRIJALVA |  | 0 | TREND | NaT | Comisión Nacional del Agua | 17.7731 | -92.0244
MEX01372 |  | DLMIC1706 | Mexico | Lake station | LAKE ZIRAHUEN - ENTRANCE 1 |  |  | BALSAS |  | 2082 | TREND | NaT | Comisión Nacional del Agua | 19.4406 | -101.7235
MEX05122 |  | DLMIC1543W1 | Mexico | Lake station | LAGUNA COSTERA EL CAIMAN 4 | COASTAL LAGOON EL CAIMAN 4 |  |  |  | 9 | IMPACT | NaT | Comisión Nacional del Agua | 17.9775 | -102.3244
MEX05123 |  | DLMIC1544W1 | Mexico | Lake station | LAGUNA COSTERA EL CAIMAN 5 | COASTAL LAGOON EL CAIMAN 5 |  |  |  | 9 | IMPACT | NaT | Comisión Nacional del Agua | 17.9844 | -102.3279
MEX01371 |  | DLMIC1705 | Mexico | Lake station | LAKE OF PATZCUARO 1 |  |  | SANTIAGO-LERMA-CHAPALA |  | 2039 | TREND | NaT | Comisión Nacional del Agua | 19.5596 | -101.613
MEX00501 |  | DLCOL604W1 | Mexico | Lake station | LAGUNA DE CUYUTLAN 14 (ARROYO LAS ADJUNTAS) |  |  |  |  | 6 | TREND | NaT | Comisión Nacional del Agua | 19.0423 | -104.2595
MEX05237 |  | DLTAB2478 | Mexico | Lake station | LAGUNA DE MECOACAN 5 | MECOACAN LAGOON 5 |  |  |  | 0 | IMPACT | NaT | Comisión Nacional del Agua | 18.4123 | -93.1448
MEX05359 |  | OCFSU3036W1 | Mexico | Lake station | LAGUNA LA JOYA 3 | LA JOYA LAGOON 3 |  |  |  | 5 | IMPACT | NaT | Comisión Nacional del Agua | 15.773 | -93.4191
MEX05235 |  | DLTAB2476 | Mexico | Lake station | LAGUNA DE MECOACAN 4 | MECOACAN LAGOON 4 |  |  |  | 3 | IMPACT | NaT | Comisión Nacional del Agua | 18.384 | -93.0674
MEX05356 |  | OCFSU3033W1 | Mexico | Lake station | LAGUNA LA JOYA 1 | LA JOYA LAGOON 1 |  |  |  | 11 | IMPACT | NaT | Comisión Nacional del Agua | 15.7633 | -93.5267
MEX05115 |  | DLMIC0019RNL21 | Mexico | Lake station | LAGO ZIRAHUÉN, MPÍO. SALVADOR ESCALANTE (1) | LAKE ZIRAHUÉN, MPÍO. SALVADOR ESCALANTE (1) |  | BALSAS |  | 2080 | IMPACT | NaT | Comisión Nacional del Agua | 19.4489 | -101.7316
MEX05236 |  | DLTAB2477 | Mexico | Lake station | LAGUNA DE MECOACAN 2 | MECOACAN LAGOON 2 |  |  |  | 3 | IMPACT | NaT | Comisión Nacional del Agua | 18.3699 | -93.1031
MEX05121 |  | DLMIC1542W1 | Mexico | Lake station | LAGUNA COSTERA EL CAIMAN 3 | COASTAL LAGOON EL CAIMAN 3 |  |  |  | 4 | IMPACT | NaT | Comisión Nacional del Agua | 17.9662 | -102.2931
MEX05363 |  | OCFSU3053 | Mexico | Lake station | LAGUNA MAR MUERTO 2 | DEAD SEA LAGOON 2 |  |  |  | -9999 | IMPACT | NaT | Comisión Nacional del Agua | 15.99 | -93.9429
MEX05365 |  | OCFSU3055 | Mexico | Lake station | LAGUNA MAR MUERTO 8 | MAR MUERTO LAGOON 8 |  |  |  | 2 | IMPACT | NaT | Comisión Nacional del Agua | 16.1178 | -94.0558
MEX05364 |  | OCFSU3054 | Mexico | Lake station | LAGUNA MAR MUERTO 7 | LAGUNA MAR MUERTO 7 |  |  |  | 4 | IMPACT | NaT | Comisión Nacional del Agua | 16.1061 | -94.0061
MEX02460 |  | OCFSU2957 | Mexico | Lake station | LAGUNAS DE MONTEBELLO NATIONAL PARK 1 |  |  | GRIJALVA |  | 1490 | TREND | NaT | Comisión Nacional del Agua | 16.0866 | -91.6693
MEX02459 |  | OCFSU2956 | Mexico | Lake station | LAGUNAS DE MONTEBELLO NATIONAL PARK 2 |  |  | GRIJALVA |  | 1484 | TREND | NaT | Comisión Nacional del Agua | 16.0853 | -91.6752
MEX01369 |  | DLMIC1703 | Mexico | Lake station | PATZCUARO (JANITZIO - PATZCUARO) |  |  | SANTIAGO-LERMA-CHAPALA |  | 2037 | TREND | NaT | Comisión Nacional del Agua | 19.5559 | -101.6269
MEX02458 |  | OCFSU2955 | Mexico | Lake station | LAGUNAS DE MONTEBELLO NATIONAL PARK 4 |  |  | GRIJALVA |  | 1533 | TREND | NaT | Comisión Nacional del Agua | 16.1018 | -91.6689
MEX01370 |  | DLMIC1704 | Mexico | Lake station | PATZCUARO MAIN SPRING |  |  | SANTIAGO-LERMA-CHAPALA |  | 2046 | TREND | NaT | Comisión Nacional del Agua | 19.5437 | -101.617
MEX02457 |  | OCFSU2954 | Mexico | Lake station | LAGUNAS DE MONTEBELLO NATIONAL PARK 3 |  |  | GRIJALVA |  | 1515 | TREND | NaT | Comisión Nacional del Agua | 16.1067 | -91.7059
MEX01367 |  | DLMIC1701 | Mexico | Lake station | PATZCUARO SINE OF ERONGARICUARO |  |  | SANTIAGO-LERMA-CHAPALA |  | 2037 | TREND | NaT | Comisión Nacional del Agua | 19.5905 | -101.6887
MEX02456 |  | OCFSU2953 | Mexico | Lake station | LAGUNAS DE MONTEBELLO NATIONAL PARK 5 |  |  | GRIJALVA |  | 1479 | TREND | NaT | Comisión Nacional del Agua | 16.1201 | -91.7291
MEX01368 |  | DLMIC1702 | Mexico | Lake station | LAKE OF PATZCUARO 3 |  |  | SANTIAGO-LERMA-CHAPALA |  | 2048 | TREND | NaT | Comisión Nacional del Agua | 19.596 | -101.6813
MEX02455 |  | OCFSU2952 | Mexico | Lake station | LAGUNAS DE MONTEBELLO NATIONAL PARK 7 |  |  | GRIJALVA |  | 1461 | TREND | NaT | Comisión Nacional del Agua | 16.1274 | -91.7317
MEX01365 |  | DLMIC1699 | Mexico | Lake station | PATZCUARO SENO JANITZIO |  |  | SANTIAGO-LERMA-CHAPALA |  | 2061 | TREND | NaT | Comisión Nacional del Agua | 19.5721 | -101.6536
MEX02454 |  | OCFSU2951 | Mexico | Lake station | LAGUNAS DE MONTEBELLO NATIONAL PARK 6 |  |  | GRIJALVA |  | 1454 | TREND | NaT | Comisión Nacional del Agua | 16.1292 | -91.7584
MEX01366 |  | DLMIC1700 | Mexico | Lake station | LAKE OF PATZCUARO 2 |  |  | SANTIAGO-LERMA-CHAPALA |  | 2040 | TREND | NaT | Comisión Nacional del Agua | 19.5703 | -101.6588
MEX01363 |  | DLMIC1697 | Mexico | Lake station | PATZCUARO AREA OF ISLANDS |  |  | SANTIAGO-LERMA-CHAPALA |  | 2043 | TREND | NaT | Comisión Nacional del Agua | 19.6023 | -101.6475
MEX02573 |  | OCFSU3135 | Mexico | Lake station | CACTUS II |  |  | GRIJALVA |  | 13 | TREND | NaT | Comisión Nacional del Agua | 17.9017 | -93.1715
MEX02815 |  | OCGCE3473 | Mexico | Lake station | CATEMACO LAGOON 2 |  |  | PAPALOADAN |  | 335 | TREND | NaT | Comisión Nacional del Agua | 18.3943 | -95.0355
MEX02452 |  | OCFSU2949 | Mexico | Lake station | LAGUNAS DE MONTEBELLO NATIONAL PARK 8 |  |  | GRIJALVA |  | 1473 | TREND | NaT | Comisión Nacional del Agua | 16.1501 | -91.7739
MEX01364 |  | DLMIC1698 | Mexico | Lake station | LAKE OF PATZCUARO |  |  | SANTIAGO-LERMA-CHAPALA |  | 2040 | TREND | NaT | Comisión Nacional del Agua | 19.5917 | -101.6313
MEX02572 |  | OCFSU3134 | Mexico | Lake station | CACTUS I |  |  | GRIJALVA |  | 13 | TREND | NaT | Comisión Nacional del Agua | 17.9026 | -93.1766
MEX02814 |  | OCGCE3471 | Mexico | Lake station | LAGOON OF MEZCALAPA 1 |  |  |  |  | 4 | TREND | NaT | Comisión Nacional del Agua | 17.8934 | -94.3328
MEX01361 |  | DLMIC1695 | Mexico | Lake station | LAKE OF PATZCUARO 7 |  |  | SANTIAGO-LERMA-CHAPALA |  | 2038 | TREND | NaT | Comisión Nacional del Agua | 19.6489 | -101.636
MEX02571 |  | OCFSU3133 | Mexico | Lake station | CACTUS (ENTRY) |  |  | GRIJALVA |  | 13 | TREND | NaT | Comisión Nacional del Agua | 17.9002 | -93.1784
MEX02813 |  | OCGCE3470 | Mexico | Lake station | LAGOON OF MEZCALAPA 2 |  |  |  |  | 3 | TREND | NaT | Comisión Nacional del Agua | 17.8782 | -94.3253
MEX01362 |  | DLMIC1696 | Mexico | Lake station | LAKE OF PATZCUARO 4 |  |  | SANTIAGO-LERMA-CHAPALA |  | 2038 | TREND | NaT | Comisión Nacional del Agua | 19.6324 | -101.6563
MEX02812 |  | OCGCE3469 | Mexico | Lake station | LAGOON OF MEZCALAPA 3 |  |  |  |  | 6 | TREND | NaT | Comisión Nacional del Agua | 17.8721 | -94.3418
MEX05133 |  | DLNAY1825 | Mexico | Lake station | LAGUNA AGUA GRANDE 5 (ESTERO TEACAPAN 5) | LAGUNA AGUA GRANDE 5 (ESTERO TEACAPAN 5) |  |  |  | 2 | IMPACT | NaT | Comisión Nacional del Agua | 22.5068 | -105.6687
MEX05369 |  | OCFSU3059 | Mexico | Lake station | LAGUNA MAR MUERTO 14 | DEAD SEA LAGOON 14 |  |  |  | -9999 | IMPACT | NaT | Comisión Nacional del Agua | 16.1525 | -94.1432
MEX05370 |  | OCFSU3060 | Mexico | Lake station | LAGUNA MAR MUERTO 9 | DEAD SEA LAGOON 9 |  |  |  | 0 | IMPACT | NaT | Comisión Nacional del Agua | 16.1958 | -94.1908
MEX05373 |  | OCFSU3063 | Mexico | Lake station | LAGUNA MAR MUERTO 4 | DEAD SEA LAGOON 4 |  |  |  | 0 | IMPACT | NaT | Comisión Nacional del Agua | 16.2759 | -94.3561
MEX05371 |  | OCFSU3061 | Mexico | Lake station | LAGUNA MAR MUERTO 11 | MAR MUERTO LAGOON 11 |  |  |  | 4 | IMPACT | NaT | Comisión Nacional del Agua | 16.2059 | -94.2411
MEX05372 |  | OCFSU3062 | Mexico | Lake station | LAGUNA MAR MUERTO 10 | LAGUNA MAR MUERTO 10 |  |  |  | -9999 | IMPACT | NaT | Comisión Nacional del Agua | 16.1923 | -94.3093
MEX05175 |  | DLQUI2161 | Mexico | Lake station | LAGUNA DE NICHUPTE 6 | LAGUNA DE NICHUPTE 6 |  |  |  | 0 | IMPACT | NaT | Comisión Nacional del Agua | 21.1498 | -86.8134
MEX05054 |  | DLGUE1221 | Mexico | Lake station | LAGUNA TRES PALOS 3 | LAGUNA TRES PALOS 3 |  | BALSAS |  | 0 | IMPACT | NaT | Comisión Nacional del Agua | 16.7549 | -99.6757
MEX05057 |  | DLGUE1271 | Mexico | Lake station | LAGUNA DE COYUCA 1 | COYUCA LAGOON 1 |  | BALSAS |  | 0 | IMPACT | NaT | Comisión Nacional del Agua | 16.9269 | -99.9795
MEX05178 |  | DLQUI2171 | Mexico | Lake station | LAGUNA DE NICHUPTE 1 | LAGUNA DE NICHUPTE 1 |  |  |  | -1 | IMPACT | NaT | Comisión Nacional del Agua | 21.0428 | -86.7844
MEX05058 |  | DLGUE1272 | Mexico | Lake station | LAGUNA DE COYUCA 2 | COYUCA LAGOON 2 |  | BALSAS |  | 0 | IMPACT | NaT | Comisión Nacional del Agua | 16.9387 | -100.0004
MEX05176 |  | DLQUI2168 | Mexico | Lake station | LAGUNA DE NICHUPTE 4 | LAGUNA DE NICHUPTE 4 |  |  |  | -1 | IMPACT | NaT | Comisión Nacional del Agua | 21.1267 | -86.7564
MEX05297 |  | OCAVM0022RNL21 | Mexico | Lake station | LAGUNA DE TEXCOCO | LAGUNA DE TEXCOCO |  | PANUCO |  | 2236 | IMPACT | NaT | Comisión Nacional del Agua | 19.5834 | -98.9815
MEX05055 |  | DLGUE1224 | Mexico | Lake station | LAGUNA TRES PALOS 1 | LAGUNA TRES PALOS 1 |  | BALSAS |  | 0 | IMPACT | NaT | Comisión Nacional del Agua | 16.7327 | -99.6548
MEX05177 |  | DLQUI2169 | Mexico | Lake station | LAGUNA DE NICHUPTE 2 | LAGUNA DE NICHUPTE 2 |  |  |  | 0 | IMPACT | NaT | Comisión Nacional del Agua | 21.0814 | -86.7828
MEX01554 |  | DLNAY1924 | Mexico | Lake station | LAGUNA DE SANTA MARIA DEL ORO 3 (AT THE HEIGHT OF |  |  | SANTIAGO-LERMA-CHAPALA |  | 735 | TREND | NaT | Comisión Nacional del Agua | 21.3708 | -104.5763
MEX01555 |  | DLNAY1925 | Mexico | Lake station | LAGUNA DE SANTA MARIA DEL ORO 2 AT THE HEIGHT OF E |  |  | SANTIAGO-LERMA-CHAPALA |  | 739 | TREND | NaT | Comisión Nacional del Agua | 21.373 | -104.5611
MEX01551 |  | DLNAY1922 | Mexico | Lake station | LAGOON OF SANTA MARIA DEL ORO 1 (RESTAURANT LA MAT |  |  | SANTIAGO-LERMA-CHAPALA |  | 734 | TREND | NaT | Comisión Nacional del Agua | 21.3628 | -104.5704
MEX05061 |  | DLGUE1275W1 | Mexico | Lake station | LAGUNA DE COYUCA 4 | COYUCA LAGOON 4 |  | BALSAS |  | 6 | IMPACT | NaT | Comisión Nacional del Agua | 16.954 | -100.107
MEX05182 |  | DLQUI2192 | Mexico | Lake station | MACACH 2 | MACACH 2 |  |  |  | 4 | IMPACT | NaT | Comisión Nacional del Agua | 21.2239 | -86.7321
MEX05183 |  | DLQUI2193 | Mexico | Lake station | LAGUNA CONIL 1 | LAGUNA CONIL 1 |  |  |  | -9999 | IMPACT | NaT | Comisión Nacional del Agua | 21.4517 | -87.1853
MEX05062 |  | DLGUE1280W1 | Mexico | Lake station | LAGUNA DE MITLA 1 | MITLA LAGOON 1 |  | BALSAS |  | 3 | IMPACT | NaT | Comisión Nacional del Agua | 17.0085 | -100.2501
MEX05059 |  | DLGUE1273 | Mexico | Lake station | LAGUNA DE COYUCA 5 | COYUCA LAGOON 5 |  | BALSAS |  | 0 | IMPACT | NaT | Comisión Nacional del Agua | 16.9577 | -100.0031
MEX05060 |  | DLGUE1274W1 | Mexico | Lake station | LAGUNA DE COYUCA 3 | COYUCA LAGOON 3 |  | BALSAS |  | 7 | IMPACT | NaT | Comisión Nacional del Agua | 16.9487 | -100.0773
MEX05181 |  | DLQUI2191 | Mexico | Lake station | MACACH 1 | MACACH 1 |  |  |  | 2 | IMPACT | NaT | Comisión Nacional del Agua | 21.2373 | -86.7398
MEX05063 |  | DLGUE1281W1 | Mexico | Lake station | LAGUNA DE MITLA 2 | MITLA LAGOON 2 |  | BALSAS |  | 1 | IMPACT | NaT | Comisión Nacional del Agua | 17.0441 | -100.2957
MEX05185 |  | DLQUI2197 | Mexico | Lake station | LAGUNA CONIL 2 | LAGUNA CONIL 2 |  |  |  | -9999 | IMPACT | NaT | Comisión Nacional del Agua | 21.4694 | -87.4648
MEX05064 |  | DLGUE1282W1 | Mexico | Lake station | LAGUNA DE MITLA 3 | MITLA LAGOON 3 |  | BALSAS |  | 2 | IMPACT | NaT | Comisión Nacional del Agua | 17.0431 | -100.344
MEX05065 |  | DLGUE1283W1 | Mexico | Lake station | LAGUNA DE MITLA 4 | MITLA LAGOON 4 |  | BALSAS |  | 1 | IMPACT | NaT | Comisión Nacional del Agua | 17.0659 | -100.3435
MEX05186 |  | DLQUI2210 | Mexico | Lake station | LAGUNA SIAN KAAN 4 | LAGUNA SIAN KAAN 4 |  |  |  | 1 | IMPACT | NaT | Comisión Nacional del Agua | 19.3154 | -87.4575
MEX05184 |  | DLQUI2194 | Mexico | Lake station | LAGUNA CONIL 3 | LAGUNA CONIL 3 |  |  |  | -9999 | IMPACT | NaT | Comisión Nacional del Agua | 21.5535 | -87.1371
MEX05068 |  | DLGUE1292 | Mexico | Lake station | LAGUNA DE NUXCO 1 | NUXCO LAGOON 1 |  | BALSAS |  | 4 | IMPACT | NaT | Comisión Nacional del Agua | 17.1832 | -100.7814
MEX01549 |  | DLNAY1920 | Mexico | Lake station | LAGUNA DE SAN PEDRO LAGUNILLAS 1 (SOUTH ZONE) |  |  |  |  | 1254 | TREND | NaT | Comisión Nacional del Agua | 21.2061 | -104.7334
MEX05069 |  | DLGUE1293 | Mexico | Lake station | LAGUNA DE NUXCO 2 | NUXCO LAGOON 2 |  | BALSAS |  | 5 | IMPACT | NaT | Comisión Nacional del Agua | 17.2019 | -100.7929
MEX01550 |  | DLNAY1921 | Mexico | Lake station | TEPELTITIC MALECON LAGOON |  |  | SANTIAGO-LERMA-CHAPALA |  | 1425 | TREND | NaT | Comisión Nacional del Agua | 21.2786 | -104.6826
MEX05066 |  | DLGUE1284W1 | Mexico | Lake station | LAGUNA DE MITLA 5 | MITLA LAGOON 5 |  | BALSAS |  | 1 | IMPACT | NaT | Comisión Nacional del Agua | 17.0727 | -100.3948
MEX05187 |  | DLQUI2214 | Mexico | Lake station | LAGUNA SIAN KAAN 2 | LAGUNA SIAN KAAN 2 |  |  |  | 1 | IMPACT | NaT | Comisión Nacional del Agua | 19.3237 | -87.4635
MEX05067 |  | DLGUE1285W1 | Mexico | Lake station | LAGUNA DE MITLA 6 | MITLA LAGOON 6 |  | BALSAS |  | 1 | IMPACT | NaT | Comisión Nacional del Agua | 17.0739 | -100.3655
MEX02757 |  | OCGCE3393 | Mexico | Lake station | LAGUNA DE NOGALES I (RECREATIONAL) |  |  | PAPALOADAN |  | 1318 | TREND | NaT | Comisión Nacional del Agua | 18.8211 | -97.1638
MEX01548 |  | DLNAY1919 | Mexico | Lake station | LAGUNA DE SAN PEDRO LAGUNILLAS 2 (NORTH AREA) |  |  |  |  | 1257 | TREND | NaT | Comisión Nacional del Agua | 21.2128 | -104.7386
MEX05188 |  | DLQUI2223 | Mexico | Lake station | PUERTO AVENTURAS 1 | PUERTO AVENTURAS 1 |  |  |  | 2 | IMPACT | NaT | Comisión Nacional del Agua | 20.5038 | -87.2186
MEX01546 |  | DLNAY1907W2 | Mexico | Lake station | LAKE CAMALOTA |  |  |  |  | 12 | TREND | NaT | Comisión Nacional del Agua | 21.5283 | -105.2066
MEX05070 |  | DLGUE1294 | Mexico | Lake station | LAGUNA DE NUXCO 3 | NUXCO LAGOON 3 |  | BALSAS |  | 6 | IMPACT | NaT | Comisión Nacional del Agua | 17.211 | -100.7915
MEX05191 |  | DLQUI2247 | Mexico | Lake station | XCALAK 2 | XCALAK 2 |  |  |  | 2 | IMPACT | NaT | Comisión Nacional del Agua | 18.4215 | -87.7647
MEX05071 |  | DLGUE1295 | Mexico | Lake station | LAGUNA DE NUXCO 4 | NUXCO LAGOON 4 |  | BALSAS |  | 9 | IMPACT | NaT | Comisión Nacional del Agua | 17.2118 | -100.8097
MEX05156 |  | DLNAY1951 | Mexico | Lake station | DESEMBOCADURA LAGUNA AGUA BRAVA | MOUTH OF THE AGUA BRAVA LAGOON |  |  |  | 4 | IMPACT | NaT | Comisión Nacional del Agua | 22.1844 | -105.6239
MEX05035 |  | DLCOL598 | Mexico | Lake station | EL TUNEL COOPERATIVA DE PESCADORES | EL TUNEL FISHERMEN'S COOPERATIVE |  |  |  | 16 | IMPACT | NaT | Comisión Nacional del Agua | 19.0503 | -104.3119
MEX05157 |  | DLNAY1951W1 | Mexico | Lake station | DESEMBOCADURA LAGUNA AGUA BRAVA | MOUTH OF THE AGUA BRAVA LAGOON |  |  |  | -9999 | IMPACT | NaT | Comisión Nacional del Agua | 22.1855 | -105.6338
MEX05036 |  | DLCOL599 | Mexico | Lake station | PUENTE DEL FERROCARRIL | RAILWAY BRIDGE |  |  |  | 1 | IMPACT | NaT | Comisión Nacional del Agua | 19.0337 | -104.3157
MEX05154 |  | DLNAY1949 | Mexico | Lake station | LAGUNA AGUA BRAVA 5 | AGUA BRAVA 5 LAGOON |  |  |  | 4 | IMPACT | NaT | Comisión Nacional del Agua | 22.2164 | -105.6152
MEX05034 |  | DLCOL595W1 | Mexico | Lake station | LAGUNA VALLE DE LAS GARZAS MANZANILLO | LAGUNA VALLE DE LAS GARZAS MANZANILLO |  |  |  | 7 | IMPACT | NaT | Comisión Nacional del Agua | 19.0862 | -104.304
MEX01453 |  | DLMIC1813 | Mexico | Lake station | CUITZEO CHEHUAYO |  |  | SANTIAGO-LERMA-CHAPALA |  | 1834 | TREND | NaT | Comisión Nacional del Agua | 19.8998 | -101.0734
MEX01454 |  | DLMIC1815 | Mexico | Lake station | CUITZEO LA ORTIGA |  |  | SANTIAGO-LERMA-CHAPALA |  | 1838 | TREND | NaT | Comisión Nacional del Agua | 19.9803 | -101.0012
MEX02781 |  | OCGCE3426 | Mexico | Lake station | LAGOON CASTILLO |  |  | PAPALOADAN |  | 1154 | TREND | NaT | Comisión Nacional del Agua | 19.5401 | -96.8601
MEX05039 |  | DLCOL609 | Mexico | Lake station | LAGUNA DE CUYUTLAN 11 | CUYUTLAN LAGOON 11 |  |  |  | 1 | IMPACT | NaT | Comisión Nacional del Agua | 19.006 | -104.1669
MEX05161 |  | DLNAY1955 | Mexico | Lake station | LAGUNA AGUA GRANDE 4 | LAGUNA AGUA GRANDE 4 |  |  |  | 1 | IMPACT | NaT | Comisión Nacional del Agua | 22.454 | -105.6454
MEX05040 |  | DLCOL610 | Mexico | Lake station | PUENTE TEPALCATES | TEPALCATES BRIDGE |  |  |  | 6 | IMPACT | NaT | Comisión Nacional del Agua | 19.0105 | -104.2458
MEX05158 |  | DLNAY1952 | Mexico | Lake station | LAGUNA AGUA GRANDE 2 | LAGUNA AGUA GRANDE 2 |  |  |  | 6 | IMPACT | NaT | Comisión Nacional del Agua | 22.3135 | -105.6338
MEX05037 |  | DLCOL600 | Mexico | Lake station | RAMADA DE VENTANAS | RAMADA DE VENTANAS |  |  |  | 1 | IMPACT | NaT | Comisión Nacional del Agua | 19.0327 | -104.3283
MEX05038 |  | DLCOL602 | Mexico | Lake station | COLONIA PADRE HIDALGO-BONANZA | COLONIA PADRE HIDALGO-BONANZA |  |  |  | 4 | IMPACT | NaT | Comisión Nacional del Agua | 19.0438 | -104.3235
MEX05041 |  | DLCOL611 | Mexico | Lake station | CANAL DE TEPALCATES | TEPALCATES CANAL |  |  |  | 10 | IMPACT | NaT | Comisión Nacional del Agua | 19.0038 | -104.2564
MEX05042 |  | DLCOL622 | Mexico | Lake station | CARRETERA LIBRE CRUCERO DE CUYUTLAN | CARRETERA LIBRE CRUCERO DE CUYUTLAN |  |  |  | 1 | IMPACT | NaT | Comisión Nacional del Agua | 18.9412 | -104.0398
MEX01446 |  | DLMIC1803 | Mexico | Lake station | LAKE CAMECUARO 3 |  |  | SANTIAGO-LERMA-CHAPALA |  | 1700 | TREND | NaT | Comisión Nacional del Agua | 19.911 | -102.2057
MEX01565 |  | DLNAY1941 | Mexico | Lake station | LAGOON OF CUYUTLAN 6 |  |  |  |  | 42 | TREND | NaT | Comisión Nacional del Agua | 22.0434 | -105.1111
MEX01444 |  | DLMIC1792 | Mexico | Lake station | LAKE CUITZEO 8 |  |  | SANTIAGO-LERMA-CHAPALA |  | 1831 | TREND | NaT | Comisión Nacional del Agua | 19.9311 | -101.1313
MEX01445 |  | DLMIC1801 | Mexico | Lake station | LAKE OF CAMECUARO 2 |  |  | SANTIAGO-LERMA-CHAPALA |  | 1704 | TREND | NaT | Comisión Nacional del Agua | 19.9033 | -102.2113
MEX01442 |  | DLMIC1786 | Mexico | Lake station | CUITZEO MARIANO ESCOBEDO |  |  | SANTIAGO-LERMA-CHAPALA |  | 1832 | TREND | NaT | Comisión Nacional del Agua | 19.957 | -101.0821
MEX01563 |  | DLNAY1939 | Mexico | Lake station | LAGOON OF CUYUTLAN 4 |  |  |  |  | 41 | TREND | NaT | Comisión Nacional del Agua | 22.0394 | -105.1087
MEX01443 |  | DLMIC1791 | Mexico | Lake station | CUITZEO FRONT CUITZEO |  |  | SANTIAGO-LERMA-CHAPALA |  | 1832 | TREND | NaT | Comisión Nacional del Agua | 19.9257 | -101.1398
MEX01564 |  | DLNAY1940 | Mexico | Lake station | LAGOON OF CUYUTLAN 5 |  |  |  |  | 42 | TREND | NaT | Comisión Nacional del Agua | 22.0419 | -105.1114
MEX01561 |  | DLNAY1937 | Mexico | Lake station | LAGOON OF CUYUTLAN 2 |  |  |  |  | 43 | TREND | NaT | Comisión Nacional del Agua | 22.0365 | -105.1089
MEX01562 |  | DLNAY1938 | Mexico | Lake station | LAGOON OF CUYUTLAN 3 |  |  |  |  | 43 | TREND | NaT | Comisión Nacional del Agua | 22.036 | -105.1105
MEX05413 |  | OCGCE3206W1 | Mexico | Lake station | SIST. LAGUNAR ALVARADO (PAPALOAPAN) | SIST. LAGOON SYSTEM ALVARADO (PAPALOAPAN) |  | PAPALOADAN |  | 1 | IMPACT | NaT | Comisión Nacional del Agua | 18.7458 | -95.7485
MEX05051 |  | DLGUE1218 | Mexico | Lake station | LAGUNA TRES PALOS 4 | LAGUNA TRES PALOS 4 |  | BALSAS |  | 1 | IMPACT | NaT | Comisión Nacional del Agua | 16.7948 | -99.7714
MEX00697 |  | DLEST854 | Mexico | Lake station | CIENEGAS DE LERMA 3 |  |  | SANTIAGO-LERMA-CHAPALA |  | 2574 | TREND | NaT | Comisión Nacional del Agua | 19.3589 | -99.4959
MEX05052 |  | DLGUE1219 | Mexico | Lake station | LAGUNA TRES PALOS 5 | LAGUNA TRES PALOS 5 |  | BALSAS |  | 0 | IMPACT | NaT | Comisión Nacional del Agua | 16.7886 | -99.7163
MEX05053 |  | DLGUE1220 | Mexico | Lake station | LAGUNA TRES PALOS 2 | LAGUNA TRES PALOS 2 |  | BALSAS |  | 0 | IMPACT | NaT | Comisión Nacional del Agua | 16.7786 | -99.7388
MEX05513 |  | OCGNO3675 | Mexico | Lake station | BOCA CATAN | BOCA CATAN |  |  |  | 1 | IMPACT | NaT | Comisión Nacional del Agua | 24.4774 | -97.689
MEX05507 |  | OCGNO3629 | Mexico | Lake station | LAGUNA DE TAMIAHUA 3 | TAMIAHUA LAGOON 3 |  |  |  | -9999 | IMPACT | NaT | Comisión Nacional del Agua | 21.6511 | -97.5054
MEX05508 |  | OCGNO3630 | Mexico | Lake station | LAGUNA DE TAMIAHUA 2 | TAMIAHUA LAGOON 2 |  |  |  | 3 | IMPACT | NaT | Comisión Nacional del Agua | 21.5379 | -97.3899
MEX05505 |  | OCGNO3623 | Mexico | Lake station | BOCA DE CORAZONES | BOCA DE CORAZONES |  |  |  | 1 | IMPACT | NaT | Comisión Nacional del Agua | 21.2596 | -97.4222
MEX00960 |  | DLGUA1182 | Mexico | Lake station | LAKE OF YURIRIA 6 |  |  | SANTIAGO-LERMA-CHAPALA |  | 1733 | TREND | NaT | Comisión Nacional del Agua | 20.2838 | -101.0887
MEX05506 |  | OCGNO3628W1 | Mexico | Lake station | LAGUNA DE TAMIAHUA, CENTRO | TAMIAHUA LAGOON, CENTER |  |  |  | -9999 | IMPACT | NaT | Comisión Nacional del Agua | 21.5899 | -97.5231
MEX05511 |  | OCGNO3673 | Mexico | Lake station | LAGUNA MADRE 1 | LAGUNA MADRE 1 |  |  |  | 1 | IMPACT | NaT | Comisión Nacional del Agua | 24.279 | -97.7194
MEX05512 |  | OCGNO3674 | Mexico | Lake station | LAGUNA MADRE 2 | LAGUNA MADRE 2 |  |  |  | -9999 | IMPACT | NaT | Comisión Nacional del Agua | 24.4466 | -97.8272
MEX02530 |  | OCFSU3069 | Mexico | Lake station | FLORA AND FAUNA PROTECTION AREA NAHA AND METZABOK |  |  | GRIJALVA |  | 862 | TREND | NaT | Comisión Nacional del Agua | 16.9829 | -91.5888
MEX01198 |  | DLHID1509 | Mexico | Lake station | LAGOON OF METZTITLAN 1 |  |  | PANUCO |  | 1254 | TREND | NaT | Comisión Nacional del Agua | 20.6818 | -98.8641
MEX01440 |  | DLMIC1783 | Mexico | Lake station | LAKE CAMECUARO 1 |  |  | SANTIAGO-LERMA-CHAPALA |  | 1704 | TREND | NaT | Comisión Nacional del Agua | 19.9021 | -102.2092
MEX01077 |  | DLGUE1392 | Mexico | Lake station | LAKE OF TUXPAN 2 |  |  | BALSAS |  | 749 | TREND | NaT | Comisión Nacional del Agua | 18.3582 | -99.4819
MEX02529 |  | OCFSU3068 | Mexico | Lake station | FLORA AND FAUNA PROTECTION AREA NAHA AND METZABOK |  |  | GRIJALVA |  | 557 | TREND | NaT | Comisión Nacional del Agua | 17.1156 | -91.625
MEX05510 |  | OCGNO3672 | Mexico | Lake station | PLAYA TORTUGUERA RANCHO NUEVO 3 | PLAYA TORTUGUERA RANCHO NUEVO 3 |  |  |  | 2 | IMPACT | NaT | Comisión Nacional del Agua | 23.2294 | -97.7688
MEX02286 |  | OCBAL2849 | Mexico | Lake station | COATETELCO (TO THE LAGUNA CENTER) |  |  | BALSAS |  | 959 | TREND | NaT | Comisión Nacional del Agua | 18.7436 | -99.3359
MEX01197 |  | DLHID1508 | Mexico | Lake station | LAGOON OF METZTITLAN 2 |  |  | PANUCO |  | 1255 | TREND | NaT | Comisión Nacional del Agua | 20.6876 | -98.8702
MEX01076 |  | DLGUE1391 | Mexico | Lake station | LAKE OF TUXPAN 1 |  |  | BALSAS |  | 759 | TREND | NaT | Comisión Nacional del Agua | 18.3673 | -99.4975
MEX02278 |  | OCBAL2840 | Mexico | Lake station | TEQUESQUITENGO LAKE - 1 (NW) |  |  | BALSAS |  | 897 | TREND | NaT | Comisión Nacional del Agua | 18.6337 | -99.2703
MEX02277 |  | OCBAL2839 | Mexico | Lake station | TEQUESQUITENGO LAKE - EXIT |  |  | BALSAS |  | 907 | TREND | NaT | Comisión Nacional del Agua | 18.6183 | -99.2817
MEX02276 |  | OCBAL2838 | Mexico | Lake station | TEQUESQUITENGO LAKE - 2 |  |  | BALSAS |  | 911 | TREND | NaT | Comisión Nacional del Agua | 18.6027 | -99.2609
MEX01306 |  | DLMIC1630W1 | Mexico | Lake station | STERO MEZCALA |  |  |  |  | 4 | TREND | NaT | Comisión Nacional del Agua | 18.6539 | -103.7001
MEX02275 |  | OCBAL2837 | Mexico | Lake station | TEQUESQUITENGO LAKE - 3 |  |  | BALSAS |  | 908 | TREND | NaT | Comisión Nacional del Agua | 18.6126 | -99.2621
MEX02274 |  | OCBAL2836 | Mexico | Lake station | TEQUESQUITENGO (TO THE LAG CENTER) |  |  | BALSAS |  | 897 | TREND | NaT | Comisión Nacional del Agua | 18.6264 | -99.2716
MEX01304 |  | DLMIC1628W1 | Mexico | Lake station | STERO MEZCALA 1 |  |  |  |  | 7 | TREND | NaT | Comisión Nacional del Agua | 18.6584 | -103.702
MEX02273 |  | OCBAL2835 | Mexico | Lake station | TEQUESQUITENGO LAKE (NORTH ENTRANCE) |  |  | BALSAS |  | 905 | TREND | NaT | Comisión Nacional del Agua | 18.6296 | -99.257
MEX01305 |  | DLMIC1629W1 | Mexico | Lake station | STERO MEZCALA 3 |  |  |  |  | 6 | TREND | NaT | Comisión Nacional del Agua | 18.6569 | -103.7034
MEX01303 |  | DLMIC1627W1 | Mexico | Lake station | STERO MEZCALA 2 |  |  |  |  | 7 | TREND | NaT | Comisión Nacional del Agua | 18.6599 | -103.7019
MEX05493 |  | OCGNO3611 | Mexico | Lake station | LAGUNA DE PUEBLO VIEJO , CENTRO | LAGUNA DE PUEBLO VIEJO, CENTER |  | PANUCO |  | 0 | IMPACT | NaT | Comisión Nacional del Agua | 22.1281 | -97.8779
MEX05492 |  | OCGNO3610 | Mexico | Lake station | CUAUHTEMOC | CUAUHTEMOC |  | PANUCO |  | 0 | IMPACT | NaT | Comisión Nacional del Agua | 22.1681 | -97.8761
MEX00980 |  | DLGUA965 | Mexico | Lake station | SAN JOSE DE LA PAZ |  |  | SANTIAGO-LERMA-CHAPALA |  | 1723 | TREND | NaT | Comisión Nacional del Agua | 20.7749 | -101.9185
MEX05490 |  | OCGNO3608W1 | Mexico | Lake station | LAGUNA DE PUEBLO VIEJO, SALIDA A RIO PANUCO | LAGOON OF PUEBLO VIEJO, EXIT TO RIO PANUCO |  | PANUCO |  | 3 | IMPACT | NaT | Comisión Nacional del Agua | 22.202 | -97.8458
MEX05488 |  | OCGNO3606W1 | Mexico | Lake station | EL MORALILLO | EL MORALILLO |  |  |  | 3 | IMPACT | NaT | Comisión Nacional del Agua | 22.2336 | -97.9086
MEX02188 |  | OCAVM2691 | Mexico | Lake station | LAKE LOS REYES |  |  | PANUCO |  | 2238 | TREND | NaT | Comisión Nacional del Agua | 19.2663 | -99.007
MEX02186 |  | OCAVM2689 | Mexico | Lake station | XOCHIMILCO 1 |  |  | PANUCO |  | 2236 | TREND | NaT | Comisión Nacional del Agua | 19.2712 | -99.0583
MEX02185 |  | OCAVM2688 | Mexico | Lake station | XOCHIMILCO 2 |  |  | PANUCO |  | 2236 | TREND | NaT | Comisión Nacional del Agua | 19.2698 | -99.0619
MEX02184 |  | OCAVM2687 | Mexico | Lake station | LACUSTRE SYSTEM OF XOCHIMILCO AND SAN GREGORIO ATL |  |  | PANUCO |  | 2237 | TREND | NaT | Comisión Nacional del Agua | 19.2719 | -99.0639
MEX01942 |  | DLTAB2406 | Mexico | Lake station | THE GRILL 5 |  |  | GRIJALVA |  | 5 | TREND | NaT | Comisión Nacional del Agua | 17.9501 | -92.9159
MEX01941 |  | DLTAB2405 | Mexico | Lake station | THE GRILL 6 |  |  | GRIJALVA |  | 6 | TREND | NaT | Comisión Nacional del Agua | 17.9403 | -92.9167
MEX02182 |  | OCAVM2685 | Mexico | Lake station | LACUSTRE SYSTEM OF XOCHIMILCO AND SAN GREGORIO ATL |  |  | PANUCO |  | 2238 | TREND | NaT | Comisión Nacional del Agua | 19.2832 | -99.0794
MEX05503 |  | OCGNO3620 | Mexico | Lake station | LAGUNA DE TAMIAHUA 1 | TAMIAHUA LAGOON 1 |  |  |  | 1 | IMPACT | NaT | Comisión Nacional del Agua | 21.4186 | -97.4715
MEX05496 |  | OCGNO3613 | Mexico | Lake station | LAGUNA DE TAMIAHUA 5 | TAMIAHUA LAGOON 5 |  |  |  | 2 | IMPACT | NaT | Comisión Nacional del Agua | 22.0823 | -97.7705
MEX05497 |  | OCGNO3614 | Mexico | Lake station | LAGUNA DE TAMIAHUA, NORTE | TAMIAHUA LAGOON, NORTH |  |  |  | -9999 | IMPACT | NaT | Comisión Nacional del Agua | 21.942 | -97.7095
MEX05494 |  | OCGNO3612 | Mexico | Lake station | LAGUNA DE PUEBLO VIEJO AL SURESTE | LAGUNA DE PUEBLO VIEJO SOUTHEAST |  | PANUCO |  | 1 | IMPACT | NaT | Comisión Nacional del Agua | 22.0938 | -97.8583
MEX05495 |  | OCGNO3612W1 | Mexico | Lake station | LAGUNA DE PUEBLO VIEJO AL SURESTE | LAGUNA DE PUEBLO VIEJO SOUTHEAST |  | PANUCO |  | 0 | IMPACT | NaT | Comisión Nacional del Agua | 22.0981 | -97.8605
MEX05498 |  | OCGNO3615 | Mexico | Lake station | LAGUNA DE TAMIAHUA 4 | TAMIAHUA LAGOON 4 |  |  |  | -9999 | IMPACT | NaT | Comisión Nacional del Agua | 21.8155 | -97.6408
MEX01207 |  | DLHID1517M1 | Mexico | Lake station | BLUE LAKE SAN MIGUEL REGLA |  |  | PANUCO |  | 2061 | TREND | NaT | Comisión Nacional del Agua | 20.2214 | -98.56
MEX02176 |  | DLZAC2684 | Mexico | Lake station | COMPAÑIA CERVECERA DE ZACATECAS, S.A. DE C.V. (DOW |  |  |  |  | 2052 | TREND | NaT | Comisión Nacional del Agua | 23.2427 | -102.767
MEX00965 |  | DLGUA1187 | Mexico | Lake station | LAKE OF YURIRIA 5 |  |  | SANTIAGO-LERMA-CHAPALA |  | 1726 | TREND | NaT | Comisión Nacional del Agua | 20.2602 | -101.1697
MEX00963 |  | DLGUA1185 | Mexico | Lake station | LAKE OF YURIRIA 1 |  |  | SANTIAGO-LERMA-CHAPALA |  | 1726 | TREND | NaT | Comisión Nacional del Agua | 20.2404 | -101.1587
MEX03141 |  | OCLSP3855M1 | Mexico | Lake station | CHAPALA LAKE, LACUSTRE STATION 02 |  |  | SANTIAGO-LERMA-CHAPALA |  | 1517 | TREND | NaT | Comisión Nacional del Agua | 20.2384 | -103.3899
MEX00964 |  | DLGUA1186 | Mexico | Lake station | LAKE OF YURIRIA 4 |  |  | SANTIAGO-LERMA-CHAPALA |  | 1726 | TREND | NaT | Comisión Nacional del Agua | 20.2464 | -101.1754
MEX00961 |  | DLGUA1183 | Mexico | Lake station | LAKE OF YURIRIA 3 |  |  | SANTIAGO-LERMA-CHAPALA |  | 1726 | TREND | NaT | Comisión Nacional del Agua | 20.2381 | -101.0927
MEX05504 |  | OCGNO3621 | Mexico | Lake station | LAGUNA DE TAMIAHUA, SUR | TAMIAHUA LAGOON, SOUTH |  |  |  | -9999 | IMPACT | NaT | Comisión Nacional del Agua | 21.3156 | -97.4453
MEX00962 |  | DLGUA1184 | Mexico | Lake station | LAKE OF YURIRIA 2 |  |  | SANTIAGO-LERMA-CHAPALA |  | 1726 | TREND | NaT | Comisión Nacional del Agua | 20.2374 | -101.1333
MEX02533 |  | OCFSU3072 | Mexico | Lake station | LAKE MIRAMAR 2 |  |  | GRIJALVA |  | 221 | TREND | NaT | Comisión Nacional del Agua | 16.4173 | -91.2638
MEX02532 |  | OCFSU3071 | Mexico | Lake station | LAKE MIRAMAR 1 |  |  | GRIJALVA |  | 222 | TREND | NaT | Comisión Nacional del Agua | 16.4061 | -91.2761
MEX02531 |  | OCFSU3070 | Mexico | Lake station | FLORA AND FAUNA PROTECTION AREA NAHA AND METZABOK |  |  | GRIJALVA |  | 990 | TREND | NaT | Comisión Nacional del Agua | 16.9565 | -91.5942
MEX02248 |  | OCBAL2793 | Mexico | Lake station | LAGOON OF HUEYAPAN (EL TEXCAL) 3 |  |  | BALSAS |  | 1393 | TREND | NaT | Comisión Nacional del Agua | 18.8952 | -99.1496
MEX01400 |  | DLMIC1743 | Mexico | Lake station | LAKE CUITZEO 9 |  |  | SANTIAGO-LERMA-CHAPALA |  | 1833 | TREND | NaT | Comisión Nacional del Agua | 19.951 | -100.8932
MEX02247 |  | OCBAL2792 | Mexico | Lake station | LAGOON OF HUEYAPAN (EL TEXCAL) 2 |  |  | BALSAS |  | 1388 | TREND | NaT | Comisión Nacional del Agua | 18.8947 | -99.1506
MEX02246 |  | OCBAL2791 | Mexico | Lake station | LAGOON OF HUEYAPAN (EL TEXCAL) 1 |  |  | BALSAS |  | 1388 | TREND | NaT | Comisión Nacional del Agua | 18.8943 | -99.1503
MEX01399 |  | DLMIC1742 | Mexico | Lake station | LAKE CUITZEO 11 |  |  | SANTIAGO-LERMA-CHAPALA |  | 1831 | TREND | NaT | Comisión Nacional del Agua | 19.957 | -100.9423
MEX02729 |  | OCGCE3323 | Mexico | Lake station | OLMECA LAGOON (INTERDUNARY LAGOON SYSTEM) |  |  | PAPALOADAN |  | 4 | TREND | NaT | Comisión Nacional del Agua | 19.145 | -96.152
MEX02728 |  | OCGCE3322 | Mexico | Lake station | TEMBLADERAS (DRAIN G) |  |  | PAPALOADAN |  | 5 | TREND | NaT | Comisión Nacional del Agua | 19.1401 | -96.1588
MEX01397 |  | DLMIC1738 | Mexico | Lake station | CUITZEO STATION QUERENDARO |  |  | SANTIAGO-LERMA-CHAPALA |  | 1848 | TREND | NaT | Comisión Nacional del Agua | 19.8817 | -100.9399
MEX02727 |  | OCGCE3321 | Mexico | Lake station | LAGOON DOS CAMINOS |  |  | PAPALOADAN |  | 20 | TREND | NaT | Comisión Nacional del Agua | 19.1698 | -96.1706
MEX02726 |  | OCGCE3320 | Mexico | Lake station | LAGOON LIZARDS |  |  | PAPALOADAN |  | 10 | TREND | NaT | Comisión Nacional del Agua | 19.2048 | -96.1769
MEX05223 |  | DLTAB2446 | Mexico | Lake station | LAGUNA PAJONAL | PAJONAL LAGOON |  |  |  | 11 | IMPACT | NaT | Comisión Nacional del Agua | 18.3405 | -93.731
MEX02725 |  | OCGCE3319 | Mexico | Lake station | LAGUNA LAGARTOS EXIT |  |  | PAPALOADAN |  | 11 | TREND | NaT | Comisión Nacional del Agua | 19.2093 | -96.1772
MEX05221 |  | DLTAB2444 | Mexico | Lake station | LAGUNA CARMEN-MACHONA 8 | LAGUNA CARMEN-MACHONA 8 |  |  |  | -9999 | IMPACT | NaT | Comisión Nacional del Agua | 18.3458 | -93.6751
MEX05342 |  | OCFSU3015 | Mexico | Lake station | LAGUNA MAR MUERTO 6 | LAGUNA MAR MUERTO 6 |  |  |  | -9999 | IMPACT | NaT | Comisión Nacional del Agua | 16.0871 | -93.919
MEX02603 |  | OCGCE3177 | Mexico | Lake station | MARIA LIZAMBA 1 |  |  | PAPALOADAN |  | 5 | TREND | NaT | Comisión Nacional del Agua | 18.4907 | -96.0151
MEX05343 |  | OCFSU3016 | Mexico | Lake station | LAGUNA MAR MUERTO 5 | LAGUNA MAR MUERTO 5 |  |  |  | 1 | IMPACT | NaT | Comisión Nacional del Agua | 16.0705 | -93.8891
MEX05222 |  | DLTAB2445 | Mexico | Lake station | MANATINERO | MANATINERO |  |  |  | 2 | IMPACT | NaT | Comisión Nacional del Agua | 18.365 | -93.6566
MEX02602 |  | OCGCE3176 | Mexico | Lake station | MARIA LIZAMBA 4 |  |  | PAPALOADAN |  | 3 | TREND | NaT | Comisión Nacional del Agua | 18.4821 | -95.9847
MEX02601 |  | OCGCE3175 | Mexico | Lake station | MARIA LIZAMBA 2 |  |  | PAPALOADAN |  | 2 | TREND | NaT | Comisión Nacional del Agua | 18.5036 | -95.9906
MEX00161 |  | DLCAM243 | Mexico | Lake station | LAGOON CHAMA-HA |  |  |  |  | 64 | TREND | NaT | Comisión Nacional del Agua | 18.48 | -90.2114
MEX05215 |  | DLTAB2438 | Mexico | Lake station | LAGUNA CARMEN-MACHONA 7 | LAGUNA CARMEN-MACHONA 7 |  |  |  | -9999 | IMPACT | NaT | Comisión Nacional del Agua | 18.3486 | -93.6303
MEX05216 |  | DLTAB2439 | Mexico | Lake station | BANCO LA ISLA | BANCO LA ISLA |  |  |  | 1 | IMPACT | NaT | Comisión Nacional del Agua | 18.3722 | -93.6192
MEX05214 |  | DLTAB2437 | Mexico | Lake station | LAGUNA CARMEN-MACHONA 6 | CARMEN-MACHONA 6 LAGOON |  |  |  | 5 | IMPACT | NaT | Comisión Nacional del Agua | 18.3245 | -93.61
MEX05219 |  | DLTAB2442 | Mexico | Lake station | LAGUNA CARMEN-MACHONA 9 | LAGUNA CARMEN-MACHONA 9 |  |  |  | 2 | IMPACT | NaT | Comisión Nacional del Agua | 18.3949 | -93.556
MEX05220 |  | DLTAB2443 | Mexico | Lake station | LAGUNA CARMEN-MACHONA 10 | LAGUNA CARMEN-MACHONA 10 |  |  |  | 1 | IMPACT | NaT | Comisión Nacional del Agua | 18.3961 | -93.5141
MEX05217 |  | DLTAB2440 | Mexico | Lake station | BARRA DE PANTEONES | BARRA DE PANTEONES |  |  |  | 2 | IMPACT | NaT | Comisión Nacional del Agua | 18.386 | -93.5918
MEX05218 |  | DLTAB2441 | Mexico | Lake station | LAGUNA LA MACHONA | LAGUNA LA MACHONA |  |  |  | 3 | IMPACT | NaT | Comisión Nacional del Agua | 18.3595 | -93.5779
MEX05344 |  | OCFSU3017 | Mexico | Lake station | LAGUNA MAR MUERTO 1 | MAR MUERTO LAGOON 1 |  |  |  | -9999 | IMPACT | NaT | Comisión Nacional del Agua | 16.0414 | -93.8712
MEX00521 |  | DLCOL628 | Mexico | Lake station | LA MARIA LAGOON |  |  | ARMERIA |  | 1259 | TREND | NaT | Comisión Nacional del Agua | 19.4612 | -103.7084
MEX02597 |  | OCGCE3164M1 | Mexico | Lake station | LAGUNA CABANA CENTRO |  |  | PAPALOADAN |  | 7 | TREND | NaT | Comisión Nacional del Agua | 19.4006 | -96.325
MEX02716 |  | OCGCE3300 | Mexico | Lake station | LAGOON CABANA MOUTH |  |  | PAPALOADAN |  | 7 | TREND | NaT | Comisión Nacional del Agua | 19.406 | -96.3268
MEX05232 |  | DLTAB2471 | Mexico | Lake station | EL PUENTE | EL PUENTE |  |  |  | 0 | IMPACT | NaT | Comisión Nacional del Agua | 18.42 | -93.1466
MEX05353 |  | OCFSU3030W1 | Mexico | Lake station | LAGUNA LA JOYA 8 | LA JOYA LAGOON 8 |  |  |  | 6 | IMPACT | NaT | Comisión Nacional del Agua | 15.8336 | -93.5889
MEX05233 |  | DLTAB2472 | Mexico | Lake station | LAGUNA DE MECOACAN 3 | MECOACAN LAGOON 3 |  |  |  | 2 | IMPACT | NaT | Comisión Nacional del Agua | 18.4353 | -93.1309
MEX00160 |  | DLCAM242 | Mexico | Lake station | LAGOON LAS MARAVILLAS |  |  |  |  | 47 | TREND | NaT | Comisión Nacional del Agua | 18.4996 | -90.2715
MEX05226 |  | DLTAB2449 | Mexico | Lake station | LAGUNA CARMEN-MACHONA 3 | LAGUNA CARMEN-MACHONA 3 |  |  |  | -9999 | IMPACT | NaT | Comisión Nacional del Agua | 18.281 | -93.8083
MEX05347 |  | OCFSU3024 | Mexico | Lake station | LAGUNA LA JOYA 6 | LA JOYA 6 LAGOON |  |  |  | 5 | IMPACT | NaT | Comisión Nacional del Agua | 15.948 | -93.7548
MEX05227 |  | DLTAB2450 | Mexico | Lake station | LAGUNA CARMEN-MACHONA 4 | LAGUNA CARMEN-MACHONA 4 |  |  |  | 2 | IMPACT | NaT | Comisión Nacional del Agua | 18.2988 | -93.8486
MEX05224 |  | DLTAB2447 | Mexico | Lake station | LAGUNA CARMEN-MACHONA 5 | CARMEN-MACHONA LAGOON 5 |  |  |  | 12 | IMPACT | NaT | Comisión Nacional del Agua | 18.3207 | -93.722
MEX05225 |  | DLTAB2448 | Mexico | Lake station | LAGUNA CARMEN-MACHONA 2 | LAGUNA CARMEN-MACHONA 2 |  |  |  | 6 | IMPACT | NaT | Comisión Nacional del Agua | 18.2671 | -93.7456
MEX05346 |  | OCFSU3023 | Mexico | Lake station | LAGUNA LA JOYA 5 | LA JOYA LAGOON 5 |  |  |  | 4 | IMPACT | NaT | Comisión Nacional del Agua | 15.9374 | -93.7787
MEX00519 |  | DLCOL626 | Mexico | Lake station | LAGOON CARRIZALILLOS |  |  | ARMERIA |  | 1500 | TREND | NaT | Comisión Nacional del Agua | 19.4136 | -103.6745
MEX05230 |  | DLTAB2469 | Mexico | Lake station | LAGUNA DE MECOACAN 1 | LAGUNA DE MECOACAN 1 |  |  |  | 0 | IMPACT | NaT | Comisión Nacional del Agua | 18.4082 | -93.1633
MEX00157 |  | DLCAM239 | Mexico | Lake station | AQUILES SERDAN LAGOON |  |  |  |  | 22 | TREND | NaT | Comisión Nacional del Agua | 18.9628 | -90.7116
MEX05231 |  | DLTAB2470 | Mexico | Lake station | BELLOTE | BELLOTE |  |  |  | 3 | IMPACT | NaT | Comisión Nacional del Agua | 18.434 | -93.1639
MEX05352 |  | OCFSU3029 | Mexico | Lake station | LAGUNA LA JOYA 9 | LA JOYA LAGOON 9 |  |  |  | 3 | IMPACT | NaT | Comisión Nacional del Agua | 15.8607 | -93.6864
MEX00158 |  | DLCAM240 | Mexico | Lake station | EJIDO LOPEZ MATEOS |  |  |  |  | 53 | TREND | NaT | Comisión Nacional del Agua | 18.6408 | -90.2946
MEX05228 |  | DLTAB2452 | Mexico | Lake station | LAGUNA CARMEN-MACHONA 1 | LAGUNA CARMEN-MACHONA 1 |  |  |  | 8 | IMPACT | NaT | Comisión Nacional del Agua | 18.2436 | -93.8475
MEX05349 |  | OCFSU3026 | Mexico | Lake station | LAGUNA LA JOYA 2 | LA JOYA 2 LAGOON |  |  |  | 1 | IMPACT | NaT | Comisión Nacional del Agua | 15.9497 | -93.6716
MEX05229 |  | DLTAB2466 | Mexico | Lake station | BARRA DE TUPILCO | BARRA DE TUPILCO |  |  |  | 4 | IMPACT | NaT | Comisión Nacional del Agua | 18.4271 | -93.4301
MEX00159 |  | DLCAM241 | Mexico | Lake station | LAGUNA CENTENARIO KM. fifty |  |  |  |  | 53 | TREND | NaT | Comisión Nacional del Agua | 18.6416 | -90.2749
MEX03840 |  | OCPYU4933 | Mexico | Lake station | NOC-AC |  |  |  |  | 7 | TREND | NaT | Comisión Nacional del Agua | 21.0737 | -89.721
MEX03717 |  | OCPNO4671M1W1 | Mexico | Lake station | LAGOON EL CAMARON |  |  |  |  | 6 | TREND | NaT | Comisión Nacional del Agua | 23.2382 | -106.4416
MEX01419 |  | DLMIC1763 | Mexico | Lake station | TEPUXTEPEC DAM |  |  | SANTIAGO-LERMA-CHAPALA |  | 2344 | TREND | NaT | Comisión Nacional del Agua | 20.0532 | -100.2182
MEX01174 |  | DLHID1484 | Mexico | Lake station | THALIMEDES LAGUNA TECOCOMULCO |  |  | PANUCO |  | 2535 | TREND | NaT | Comisión Nacional del Agua | 19.869 | -98.3912
MEX01417 |  | DLMIC1761 | Mexico | Lake station | TEPUXTEPEC 1 DAM |  |  | SANTIAGO-LERMA-CHAPALA |  | 2342 | TREND | NaT | Comisión Nacional del Agua | 20.0512 | -100.1962
MEX01175 |  | DLHID1485 | Mexico | Lake station | TULTENGO LAGUNA DE TECOCOMULCO |  |  | PANUCO |  | 2530 | TREND | NaT | Comisión Nacional del Agua | 19.8447 | -98.3993
MEX01173 |  | DLHID1483 | Mexico | Lake station | THE ISLETA LAGUNA DE TECOCOMULCO |  |  | PANUCO |  | 2534 | TREND | NaT | Comisión Nacional del Agua | 19.8675 | -98.3684
MEX01412 |  | DLMIC1757 | Mexico | Lake station | TEPUXTEPEC DAM |  |  | SANTIAGO-LERMA-CHAPALA |  | 2345 | TREND | NaT | Comisión Nacional del Agua | 20.0004 | -100.2285
MEX02622 |  | OCGCE3195 | Mexico | Lake station | LAGOON EL MARQUES |  |  | PAPALOADAN |  | 4 | TREND | NaT | Comisión Nacional del Agua | 18.6656 | -95.4639
MEX01171 |  | DLHID1481 | Mexico | Lake station | TEJOCOTAL LAGOON 2 |  |  |  |  | 2134 | TREND | NaT | Comisión Nacional del Agua | 20.1275 | -98.1424
MEX02621 |  | OCGCE3194 | Mexico | Lake station | CATEMACO LAGOON 3 |  |  | PAPALOADAN |  | 335 | TREND | NaT | Comisión Nacional del Agua | 18.3841 | -95.1142
MEX00422 |  | DLCOA505 | Mexico | Lake station | FLORA AND FAUNA PROTECTION AREA CUATRO CIENEGAS 2 |  |  | RIO GRANDE (GULF OF MEXICO) |  | 762 | TREND | NaT | Comisión Nacional del Agua | 26.8781 | -102.1382
MEX01170 |  | DLHID1480 | Mexico | Lake station | LAGOON OF TEJOCOTAL 1 |  |  |  |  | 2134 | TREND | NaT | Comisión Nacional del Agua | 20.1352 | -98.1294
MEX02620 |  | OCGCE3193 | Mexico | Lake station | CATEMACO LAGOON 1 |  |  | PAPALOADAN |  | 336 | TREND | NaT | Comisión Nacional del Agua | 18.4159 | -95.0696
MEX02619 |  | OCGCE3192 | Mexico | Lake station | CATEMACO (BRIDGE) |  |  | PAPALOADAN |  | 344 | TREND | NaT | Comisión Nacional del Agua | 18.4162 | -95.1187
MEX01163 |  | DLHID1473 | Mexico | Lake station | HUEYAPAN LAGOON SPRING |  |  | PANUCO |  | 2263 | TREND | NaT | Comisión Nacional del Agua | 20.0281 | -98.2822
MEX03583 |  | OCPNO4475 | Mexico | Lake station | LAGOON CAIMANERO |  |  |  |  | 2 | TREND | NaT | Comisión Nacional del Agua | 24.6111 | -107.612
MEX00418 |  | DLCOA501 | Mexico | Lake station | FLORA AND FAUNA PROTECTION AREA CUATRO CIENEGAS 1 |  |  | RIO GRANDE (GULF OF MEXICO) |  | 711 | TREND | NaT | Comisión Nacional del Agua | 26.7806 | -101.9923
MEX01161 |  | DLHID1471 | Mexico | Lake station | ZUPITLAN LAGOON 1 |  |  | PANUCO |  | 2125 | TREND | NaT | Comisión Nacional del Agua | 20.1527 | -98.3965
MEX00419 |  | DLCOA502 | Mexico | Lake station | FLORA AND FAUNA PROTECTION AREA CUATRO CIENEGAS 3 |  |  | RIO GRANDE (GULF OF MEXICO) |  | 702 | TREND | NaT | Comisión Nacional del Agua | 26.8833 | -102.0029
MEX01162 |  | DLHID1472 | Mexico | Lake station | LAGOON OF ZUPITLAN 2 |  |  | PANUCO |  | 2126 | TREND | NaT | Comisión Nacional del Agua | 20.1479 | -98.3938
MEX01401 |  | DLMIC1746 | Mexico | Lake station | LAKE CUITZEO 7 |  |  | SANTIAGO-LERMA-CHAPALA |  | 1832 | TREND | NaT | Comisión Nacional del Agua | 19.9301 | -100.8503
MEX00420 |  | DLCOA503 | Mexico | Lake station | FLORA AND FAUNA PROTECTION AREA CUATRO CIENEGAS 4 |  |  | RIO GRANDE (GULF OF MEXICO) |  | 708 | TREND | NaT | Comisión Nacional del Agua | 26.9122 | -102.0292
MEX00179 |  | DLCAM264 | Mexico | Lake station | CENOTE MIGUEL COLORADO |  |  |  |  | 64 | TREND | NaT | Comisión Nacional del Agua | 18.8114 | -90.6464

## Parameter_Metadata
Parameter Code | Parameter Name | Parameter Long Name | Parameter Group | EC Number | CAS Number | ChEBI Number | Parameter Description
Ag-Tot | Silver | Silver - Total | /Chemical/Inorganic/Metal | 231-131-3 | 7440-22-4 | 9141 | Silver fraction in an unfiltered sample after vigorous digestion.
Alk-Phen | Alkalinity | Phenolphthalein Alkalinity | /Chemical/Inorganic/Non-Metal | 207-439-9 | 471-34-1 | 3311 | Acid-neutralizing capacity of sample at the point, when all Carbonate (CO32-) has reacted, reported as mg CaCO3/L.
Alk-Tot | Alkalinity | Total Alkalinity | /Chemical/Inorganic/Non-Metal | 207-439-9 | 471-34-1 | 3311 | Acid-neutralizing capacity of sample at the point, when all Carbonate (CO32-) and Bicarbonate (HCO3-) have reacted, reported as mg CaCO3/L.
Al-Tot | Aluminum | Aluminum - Total | /Chemical/Inorganic/Metal | 231-072-3 | 7429-90-5 | 28984 | Aluminum fraction in an unfiltered sample after vigorous digestion.
ANTH | Acenaphthene | 1,2-Dihydroacenaphthylene | /Chemical/Organic/PAH | 201-469-6 | 83-32-9 | 22154 | C12H10
ANTHRACENE | Anthracene | Anthracene | /Chemical/Organic/PAH | 204-371-1 | 120-12-7 | 35298 | C14H10
ANTL | Cyclopenta[de]naphthalene | Acenaphthylene | /Chemical/Organic/PAH | 205-917-1 | 208-96-8 | 33081 | C12H8
As-Dis | Arsenic | Arsenic - Dissolved | /Chemical/Inorganic/Metal | 231-148-6 | 7440-38-2 | 27563 | Arsenic fraction in an unacidified sample that pass through a 0.45 µm membrane filter.
As-Tot | Arsenic | Arsenic - Total | /Chemical/Inorganic/Metal | 231-148-6 | 7440-38-2 | 27563 | Arsenic fraction in an unfiltered sample after vigorous digestion.
A340 | Absorbance | Absorbance at 340 nm | /Physical/Optical |  |  |  | Spectrophotometric Absorbance Reading at 340nm
Ba-Dis | Barium | Barium - Dissolved | /Chemical/Inorganic/Metal | 231-149-1 | 7440-39-3 | 32595 | Barium fraction in an unacidified sample that pass through a 0.45 µm membrane filter.
Ba-Tot | Barium | Barium - Total | /Chemical/Inorganic/Metal | 231-149-1 | 7440-39-3 | 32595 | Barium fraction in an unfiltered sample after vigorous digestion.
BENZENE | Benzene | Benzene | /Chemical/Organic/Volatile Organic Compound | 200-753-8 | 71-43-2 | 16716 | C6H6
BOD | Oxygen Demand | Biochemical Oxygen Demand | /Chemical/Oxygen Demand |  |  |  | A measure of oxygen consumption during decomposition of both organic and inorganic substances.
BZBFLA | Benzo[b]fluoranthene | 2,3-Benzofluoranthene | /Chemical/Organic/PAH | 205-911-9 | 205-99-2 | 34565 | C20H12, benzo[e]acephenanthrylene
BZGHIPYL | Benzo[ghi]perylene | 1,12-Benzoperylene | /Chemical/Organic/PAH | 205-883-8 | 191-24-2 | 34568 | C22H12
BZKFLA | Benzo[k]fluoranthene | 11,12-Benzofluoranthene | /Chemical/Organic/PAH | 205-916-6 | 207-08-9 | 34569 | C20H12
Ca-Tot | Calcium | Calcium - Total | /Chemical/Inorganic/Metal | 231-179-5 | 7440-70-2 | 22984 | Calcium fraction in an unfiltered sample after vigorous digestion.
CBZH | Benzene Chloride | Chlorobenzene | /Chemical/Organic/Volatile Organic Compound | 203-628-5 | 108-90-7 | 28097 | C6H5Cl
CCl4 | Carbon Tetrachloride | Tetrachloromethane | /Chemical/Organic/Volatile Organic Compound | 203-453-4 | 56-23-5 | 27385 | CCl4
Cd-Dis | Cadmium | Cadmium - Dissolved | /Chemical/Inorganic/Metal | 231-152-8 | 7440-43-9 | 22977 | Cadmium fraction in an unacidified sample that pass through a 0.45 µm membrane filter.
Cd-Tot | Cadmium | Cadmium - Total | /Chemical/Inorganic/Metal | 231-152-8 | 7440-43-9 | 22977 | Cadmium fraction in an unfiltered sample after vigorous digestion.
Chl-a | Chlorophyll A | Chlorophyll A | /Biological/Pigment | 207-536-6 | 479-61-8 | 1823 | C55H72MgN4O5, [(2E,7R,11R)-3,7,11,15-tetramethylhexadec-2-en-1-yl (22R,17S,18S)-7-ethyl-21,22,17,18-tetrahydro-22-(methoxycarbonyl)-3,8,13,17-tetramethyl-21-oxo-12-ethenylcyclopenta[at]porphyrin-18-propanoato(2-)]magnesium
Cl-Tot | Chloride | Chloride - Total | /Chemical/Inorganic/Non-Metal |  | 16887-00-6 | 17996
CN-Tot | Cyanide | Cyanide - Total | /Chemical/Inorganic/Non-Metal | 200-821-6 | 57-12-5 | 17514 | Sum of all cyanide-containing compounds in a sample, including free cyanide, weak acid hydrolyzable (WAD) cyanide compounds and strong metal cyanide complexes.
COD | Oxygen Demand | Chemical Oxygen Demand | /Chemical/Oxygen Demand |  |  |  | A measure of oxygen consumption during decomposition of organic and inorganic substances by a chemical oxidant.
COL-True | Color | True Color | /Physical/Optical |  |  |  | True color refers to the color of water from which the suspended material has been removed.
CO3 | Carbonate | Trioxidocarbonate(2-) | /Chemical/Nutrient/Carbon |  | 3812-32-6 | 41609 | CO3
Cr-Dis | Chromium | Chromium - Dissolved | /Chemical/Inorganic/Metal | 231-157-5 | 7440-47-3 | 28073 | Trivalent and Hexavalent Chromium fraction in an unacidified sample that pass through a 0.45 µm membrane filter.
Cr-Tot | Chromium | Chromium - Total | /Chemical/Inorganic/Metal | 231-157-5 | 7440-47-3 | 28073 | Trivalent and Hexavalent Chromium fraction in an unfiltered sample after vigorous digestion.
Cr-VI | Chromium | Chromium - Hexavalent | /Chemical/Inorganic/Metal |  | 18540-29-9 | 33007 | Chromium in the +6 oxidation state.
CRYH | Chrysene | 1,2-Benzophenanthrene | /Chemical/Organic/PAH | 205-923-4 | 218-01-9 | 51687 | C18H12
Cu-Dis | Copper | Copper - Dissolved | /Chemical/Inorganic/Metal | 231-159-6 | 7440-50-8 | 28694 | Copper fraction in an unacidified sample that pass through a 0.45 µm membrane filter.
Cu-Tot | Copper | Copper - Total | /Chemical/Inorganic/Metal | 231-159-6 | 7440-50-8 | 28694 | Copper fraction in an unfiltered sample after vigorous digestion.
DBA | Dibenz[a,h]anthracene | 1,2:5,6-Dibenzoanthracene | /Chemical/Organic/PAH | 200-181-8 | 53-70-3 | 35299 | C22H14
DOC | Organic Carbon | Dissolved Organic Carbon | /Chemical/Nutrient/Carbon | 231-153-3 | 7440-44-0 | 27594 | Organic carbon fraction that passes through a 0.45 µm filter.
EC | Electrical Conductance | Electrical Conductance | /Chemical/Inorganic/Bulk Property |  |  |  | Measure of the ability of water to carry an electric current.
ECOLI | Coliforms | Escherichia Coli | /Biological/Indicator Organism |  |  |  | Gram-negative, facultatively anaerobic, rod-shaped, coliform bacterium of the genus Escherichia.
EDC | Ethylene Dichloride | 1,2-Dichloroethane | /Chemical/Organic/Volatile Organic Compound | 203-458-1 | 107-06-2 | 27789 | C2H4Cl2
ETBZ | Ethylbenzene | Ethylbenzene | /Chemical/Organic/Volatile Organic Compound | 202-849-4 | 100-41-4 | 16101 | C8H10
FECALCOLI | Coliforms | Fecal Coliform | /Biological/Indicator Organism |  |  |  | Facultative anaerobic, gram-negative, non-spore-forming, rod-shaped bacteria that ferment lactose with gas and acid formation within 48h at 44 +/-0.5°C.
Fe-Dis | Iron | Iron - Dissolved | /Chemical/Inorganic/Metal | 231-096-4 | 7439-89-6 | 18248 | Iron fraction in an unacidified sample that pass through a 0.45 µm membrane filter.
Fe-Tot | Iron | Iron - Total | /Chemical/Inorganic/Metal | 231-096-4 | 7439-89-6 | 18248 | Iron fraction in an unfiltered sample after vigorous digestion.
FLAH | Benzo[jk]fluorene | Fluoranthene | /Chemical/Organic/PAH | 205-912-4 | 206-44-0 | 33083 | C16H10
FLRH | Fluorene | 2,2'-Methylenebiphenyl | /Chemical/Organic/PAH | 201-695-5 | 86-73-7 | 28266 | C13H10
H-Ca | Hardness | Hardness - Calcium | /Chemical/Inorganic/Bulk Property |  |  |  | Measure of the calcium ion (Ca+2) concentration in water, expressed as calcium carbonate in milligrams per liter.
HCO3 | Bicarbonate | Hydrogencarbonate | /Chemical/Inorganic/Non-Metal |  | 71-52-3 | 17544 | HCO3
Hg-Dis | Mercury | Mercury - Dissolved | /Chemical/Inorganic/Metal | 231-106-7 | 7439-97-6 | 1617 | Mercury fraction in an unacidified sample that pass through a 0.45 µm membrane filter.
Hg-Tot | Mercury | Mercury - Total | /Chemical/Inorganic/Metal | 231-106-7 | 7439-97-6 | 1617 | Mercury fraction in an unfiltered sample after vigorous digestion.
H-Mg | Hardness | Hardness - Magnesium | /Chemical/Inorganic/Bulk Property |  |  |  | Measure of the Magnesium ion (Mg+2) concentration in water, expressed as calcium carbonate in milligrams per liter.
H-T | Hardness | Hardness - Total | /Chemical/Inorganic/Bulk Property |  |  |  | Sum of calcium hardness and magnesium hardness, expressed as calcium carbonate in milligrams per liter.
IDN123CDPYR | O-Phenylenpyrene | Indeno[1,2,3-cd]pyrene | /Chemical/Organic/PAH | 205-893-2 | 193-39-5 | 82335 | CH22H12
MBAS | Anionic Tensides | Anionic surface active agents | /Chemical/Organic/Surfactant |  |  |  | Surface active agents detectable by a methylene blue active substances (MBAS) assay.
Mg-Tot | Magnesium | Magnesium - Total | /Chemical/Inorganic/Metal | 231-104-6 | 7439-95-4 | 25107 | Magnesium fraction in an unfiltered sample after vigorous digestion.
Mn-Dis | Manganese | Manganese - Dissolved | /Chemical/Inorganic/Metal | 231-105-1 | 7439-96-5 | 18291 | Manganese fraction in an unacidified sample that pass through a 0.45 µm membrane filter.
Mn-Tot | Manganese | Manganese - Total | /Chemical/Inorganic/Metal | 231-105-1 | 7439-96-5 | 18291 | Manganese fraction in an unfiltered sample after vigorous digestion.
MPXYLS | Xylene | M-P-Xylene | /Chemical/Organic/Volatile Organic Compound |  | 179601-23-1 | 27338 | Mixture of m- and p-isomers of xylene.
Na-Tot | Sodium | Sodium - Total | /Chemical/Inorganic/Metal | 231-132-9 | 7440-23-5 | 26708 | Sodium fraction in an unfiltered sample after vigorous digestion.
NH3N | Ammonia | Free Ammonia Nitrogen | /Chemical/Nutrient/Nitrogen | 231-635-3 | 7664-41-7 | 16134 | Un-ionized ammonia (NH3), reported as Nitrogen.
NH4N | Ammonia | Total Ammonia Nitrogen | /Chemical/Nutrient/Nitrogen | 231-635-3 | 7664-41-7 | 16134 | Combined un-ionized and ionized Ammonia (NH3 + NH4+), reported as Nitrogen
Ni-Dis | Nickel | Nickel - Dissolved | /Chemical/Inorganic/Metal | 231-111-4 | 7440-02-0 | 28112 | Nickel fraction in an unacidified sample that pass through a 0.45 µm membrane filter.
Ni-Tot | Nickel | Nickel - Total | /Chemical/Inorganic/Metal | 231-111-4 | 7440-02-0 | 28112 | Nickel fraction in an unfiltered sample after vigorous digestion.
NO2N | Oxidized Nitrogen | Nitrite | /Chemical/Nutrient/Nitrogen | 233-272-6 | 14797-65-0 | 16301 | Reported as nitrogen.
NO3N | Oxidized Nitrogen | Nitrate | /Chemical/Nutrient/Nitrogen | 231-554-3 | 14797-55-8 | 17632 | Reported as nitrogen.
ODCB | O-Dichlorobenzene | 1,2-Dichlorobenzene | /Chemical/Organic/Volatile Organic Compound | 202-425-9 | 95-50-1 | 3529 | C6H4Cl2
OG | Oil and Grease | Oil and Grease | /Chemical/Organic |  |  |  | Groups of substances with similar physical characteristics, determined quantitatively on the basis of their common solubility in an organic extracting solvent, defined as any material recovered as a substance soluble in the solvent.
OXYL | Xylene | O-Xylene | /Chemical/Organic/Volatile Organic Compound | 202-422-2 | 95-47-6 | 28063 | C8H10, 1,2-Xylene
O2-Dis | Oxygen | Dissolved Oxygen | /Chemical/Inorganic/Dissolved Gas | 231-956-9 | 7782-44-7 | 15379 | Concentration of molecular oxygen dissolved in water.
O2-Dis-Sat | Oxygen | Percent Dissolved Oxygen Saturation | /Chemical/Inorganic/Dissolved Gas | 231-956-9 | 7782-44-7 | 15379 | Ratio of the concentration of dissolved oxygen (O2) in water to the maximum amount of oxygen that will dissolve in water at the given temperature and pressure under stable equilibrium.
PAH | Polyaromatic Hydrocarbons | Polycyclic Aromatic Hydrocarbons | /Chemical/Organic/PAH |  |  | 33666 | Organic compounds containing only carbon and hydrogen that are composed of multiple aromatic rings.
Pb-Dis | Lead | Lead - Dissolved | /Chemical/Inorganic/Metal | 231-100-4 | 7439-92-1 | 27889 | Lead fraction in an unacidified sample that pass through a 0.45 µm membrane filter.
Pb-Tot | Lead | Lead - Total | /Chemical/Inorganic/Metal | 231-100-4 | 7439-92-1 | 27889 | Lead fraction in an unfiltered sample after vigorous digestion.
PCE | PCE | Tetrachloroethene | /Chemical/Organic/Volatile Organic Compound | 204-825-9 | 127-18-4 | 173 | C2Cl4
PDCB | P-Dichlorobenzene | 1,4-Dichlorobenzene | /Chemical/Organic/Volatile Organic Compound | 203-400-5 | 106-46-7 | 28618 | C6H4Cl2
pH | pH | pH | /Chemical/Inorganic/Bulk Property |  |  |  | The negative logarithm of the hydrogen ion concentration, a measure of acidity or alkalinity of water soluble substances.
PHLHs | Phenols | Phenols | /Chemical/Organic/Phenol |  |  | 33853 | A class of chemical compounds consisting of a hydroxyl group (-OH) attached to an aromatic hydrocarbon group.
PHNH | Phenanthrene | Phenanthracene | /Chemical/Organic/PAH | 201-581-5 | 85-01-8 | 28851 | C14H10
Q-Inst | Discharge | Instantaneous Discharge | /Physical/Flux |  |  |  | Discharge at the time of sampling.
Sb-Dis | Antimony | Antimony - Dissolved | /Chemical/Inorganic/Metal | 231-146-5 | 7440-36-0 | 30304 | Antimony fraction in an unacidified sample that pass through a 0.45 µm membrane filter.
Sb-Tot | Antimony | Antimony - Total | /Chemical/Inorganic/Metal | 231-146-5 | 7440-36-0 | 30304 | Antimony fraction in an unfiltered sample after vigorous digestion.
SO4-Dis | Sulfate | Sulfate - Dissolved | /Chemical/Inorganic/Non-Metal | 604-622-9 | 14808-79-8 | 16189
SO4-Tot | Sulfate | Sulfate - Total | /Chemical/Inorganic/Non-Metal | 604-622-9 | 14808-79-8 | 16189
TCE | Ethylene Trichloride | 1,1,2-Trichloroethene | /Chemical/Organic/Volatile Organic Compound | 201-167-4 | 79-01-6 | 16602 | C2HCl3
TDS | Dissolved Solids | Total Dissolved Solids | /Physical/Water/Solids |  |  |  | Portion of solids that passes through a filter.
TEMP | Temperature | Water Temperature | /Physical/Temperature |  |  |  | Ambient temperature of the water.
TEMP-Air | Temperature | Air Temperature | /Physical/Temperature |  |  |  | Ambient temperature of the air.
TKN | Kjeldahl Nitrogen | Total Kjeldahl Nitrogen | /Chemical/Nutrient/Nitrogen | 231-783-9 | 7727-37-9 | 25555 | Organic nitrogen and total ammonia nitrogen fractions in unfiltered samples, reported as nitrogen.
TN | Total Nitrogen | Total Nitrogen | /Chemical/Nutrient/Nitrogen | 231-783-9 | 7727-37-9 | 25555 | Organic and inorganic nitrogen fractions in unfiltered samples, reported as nitrogen.
TOC | Organic Carbon | Total Organic Carbon | /Chemical/Nutrient/Carbon | 231-153-3 | 7440-44-0 | 27594 | Organic carbon fraction in an unfiltered sample.
TOLH | Toluene | Methylbenzene | /Chemical/Organic/Volatile Organic Compound | 203-625-9 | 108-88-3 | 17578 | C7H8
TON | Organic Nitrogen | Total Organic Nitrogen | /Chemical/Nutrient/Nitrogen | 231-783-9 | 7727-37-9 | 25555 | Organic nitrogen fractions in unfiltered samples, reported as nitrogen.
TOTCOLI | Coliforms | Total Coliform | /Biological/Indicator Organism |  |  |  | Facultative anaerobic, gram-negative, non-spore-forming, rod-shaped bacteria that ferment lactose with gas and acid formation within 48h at 35°C.
TP | Phosphorus | Total Phosphorus | /Chemical/Nutrient/Phosphorous | 231-768-7 | 7723-14-0 | 28659 | Phosphate fractions in unfiltered samples responding to colorimetric tests after oxidative digestion of the unfiltered sample (including total reactive, acid-hydrolyzable and organic phosphates), reported as phosphorus.
TRANS | Transparency | Transparency | /Physical/Optical |  |  |  | Measure of the depth of light penetration into the water.
TRP | Orthophosphate | Total Reactive Phosphorus | /Chemical/Nutrient/Phosphorous | 604-302-9 | 14265-44-2 | 18367 | Phosphate fractions in unfiltered samples responding to colorimetric tests without preliminary acid-hydrolysis or oxidative digestion (largely a measure of orthophosphates), reported as phosphorus.
TS | Total Solids | Total Solids | /Physical/Water/Solids |  |  |  | Material residue left after evaporation of a sample and its subsequent drying at defined temperature.
TSS | Suspended Solids | Total Suspended Solids | /Physical/Water/Solids |  |  |  | Portion of solids retained by a filter.
TURB | Turbidity | Turbidity | /Physical/Optical |  |  |  | Cloudiness or haziness of a fluid caused by suspended solids that are usually invisible to the naked eye.
XYLTOT | Xylenes | Sum of Xylenes | /Chemical/Organic/Volatile Organic Compound | 215-535-7 | 1330-20-7 | 27338 | Sum of the three xylene isomers o-xylene, m-xylene and p-xylene.
Zn-Dis | Zinc | Zinc - Dissolved | /Chemical/Inorganic/Metal | 231-175-3 | 7440-66-6 | 27363 | Zinc fraction in an unacidified sample that pass through a 0.45 µm membrane filter.
Zn-Tot | Zinc | Zinc - Total | /Chemical/Inorganic/Metal | 231-175-3 | 7440-66-6 | 27363 | Zinc fraction in an unfiltered sample after vigorous digestion.

## Methods_Metadata
Parameter Code | Analysis Method Code | Unit | Parameter Long Name | Method Name | Method Type | Method Number | Method Source | Method Description
Ag-Tot | ICP-AES-Dgs | mg/l | Silver - Total | Inductively Coupled Plasma (ICP) Method (Total Metals after Rigorous Digestion) | Spectroscopy | SM 3120 B | APHA 2012 | Preconcentration by evaporation to near dryness with HNO3 or aqua regia (HNO3/HCl ratio v/v: 1to 3). Residue is taken up with HCl, and digested to near dryness, then brought to one-fifth or one-tenth original volume with deionized water. Digest is filtered through 0.4 um membrane before analysis.
Ag-Tot | ICP-AES-Xtr | mg/l | Silver - Total | Inductively Coupled Plasma (ICP) Method (Extractable/Recoverable Metals) | Spectroscopy | SM 3120 B, 3030 C | APHA 2012 | Digestion with HNO3/HCl. Preconcentration by evaporation (factor 5 to 10).
Ag-Tot | ICP-MS-CVD | mg/l | Silver - Total | Inductively-Coupled Plasma Mass Spectrometry with Closed Vessel Digestion | Spectroscopy | SM 3125 B | APHA 2012 | Water samples are preserved at 2% nitric acid and digested overnight at 60°C in a closed vessel. The resulting solution is analyzed by ICP-MS.
Ag-Tot | ICP-SFMS-CVD | mg/l | Silver - Total | Inductively-Coupled Plasma Sector Field Mass Spectrometry with Closed Vessel Digestion | Spectroscopy | SM 3125 B | APHA 2012 | Closed Vessel Digestion - The whole water sample is collected, preserved with 2% H2NO3, and stored in a HDPE or Teflon bottle. The sample is digested "in-bottle" in a convection oven at 60°C for 16 hours. The sample is cooled and introduced to an inductively coupled argon plasma-sector field mass spectrometer (ICP-SFMS) by pneumatic nebulization. Each respective element is measured at a specific mass to charge ratio, m/z value expressed in amu (atomic mass units), and at a specified instrument resolution. LR: Low Resolution ~ 300, MR: Mid Resolution ~ 4000 and HR : High Resolution ~ 10000
Alk-Phen | Alk-T-POT-8.3 | mg/l | Phenolphthalein Alkalinity | Titration Method - Potentiometric Titration to preselected pH using Titroprocessor (Endpoint pH=8.3) | Titration | SM 2320 B4c | APHA 2012 | A sample is preserved in the field at 4°C. If turbid, the sample is allowed to settle. A known volume of sample aliquot is titrated with standard H2SO4 to pH of 8.3, at 25°C, using an automatic titration system and a pH meter (free residual chlorine is removed with sodium thiosulphate). Interference: Turbidity, dissolved gases such as carbon dioxide, hydrogen sulphite and ammonia.
Alk-Tot | Alk-IR | mg/l | Total Alkalinity | Infrared Detection of CO2 | Spectroscopy | STAR 223 | Environment Canada 2007 | A filtered sample is mixed with HCl, then oxygen. The resulting CO2 is separated from the liquid phase and determined by in infrared detector.
Alk-Tot | Alk-T-COL-BCG | mg/l | Total Alkalinity | Titration Method - Color Change using Bromcresol Green as Indicator (Endpoint pH=4.5) | Titration | SM 2320 B4a | APHA 2012 | A known volume of sample aliquot is titrated with standardized HCl to the end point colour change from blue to steel grey with a pH 4.5 indicator.
Alk-Tot | Alk-T-COL-BCGMR | me/L | Total Alkalinity | Titration Method - Color Change using Bromcresol Green-Methyl Red as Indicator | Titration | SM 2320 B4a | APHA 2012 | Alkalinity is defined as the quantitative capacity of a sample to neutralise a strong acid to a selected pH. A sample is preserved in the field at 4°C. If turbid, the sample is allowed to settle. A sample aliquot is titrated at 25°C, with standard H2SO4 using the mixed bromcresol green-methyl red indicator, and the colour response is indicated as follows: above pH 5.2, greenish blue; pH 5.0, light blue with lavender grey; pH 4.8, light-grey with bluish colour; and pH 4.6, light pink. The colour changes can be verified against a calibrated pH meter under the conditions of titratilon. An indicator blank is also titrated. The results are expressed as milliequivalents per litre of CaCO3.
Alk-Tot | Alk-T-COL-MO | mg/l | Total Alkalinity | Colorimetric Titration using Methyl Orange as Indicator (Endpoint pH=3.7) | Colorimetry | SM 403 4.a | APHA 1975 | (i) Mix 100 ml of sample with two or three drops of phenolphthalein indicator in a conical flask. (For determination of lower values of alkalinity use 200 ml of sample). (ii) If no colour change is produced, the alkalinity to phenolphthalein is zero. (iii) If the sample turns pink or red, determine the alkalinity to phenolphthalein by titration with standard acid (0.02N HCl) until the pink colour just disappears.(iv) In both cases (ii) and (iii) continue the determination using the sample to which phenolphthalein has been added.(v) Add a few drops of methyl orange indicator.(vi) If the sample turns orange without the addition of acid, the total alkalinity is zero.(vii) If the sample turns yellow, titrate with standard acid until the first perceptible colour change towards orange takes place.
Alk-Tot | Alk-T-D1067-B | mg/l | Total Alkalinity | Electrometric or Color-Change Titration | Titration | D1067 B | ASTM 1971 | A sample is preserved in the field at 4°C. If turbid, the sample is allowed to settle. A known volume of the sample aliquot is titrated with standardized H2SO4 or HCl to the methyl purple end point of pH=4.8 -5.4 calibrated for 25°C. Methyl purple indicator is used with a blue water-soluble dye to sharpen the end point. An indicator blank is also titrated. Alternatively, one can use methyl red indicator to a pH 4.8 end point [Japan method], or methyl red to a pH 5.4 end point [Russian method], or bromophenol blue measured colourimetrically at 600 nm [South Africa].
Alk-Tot | Alk-T-POT-Auto | mg/l | Total Alkalinity | Potentiometric Titration using Titroprocessor (Endpoint not defined) | Titration | ENV 373 | Environment Canada 1995 | The total alkalinity is a measure of all hydroxides, carbonates and bicarbonates present in the water sample. Total alkalinity is determined in a whole water sample by potentiometric titration of a sample aliquot with a standard solution of sulphuric acid. This method employs an automated titrator which makes incremental additions of titrant to the sample and plots a titration curve. The titration curve is a plot of pH vs volume of titrant added. The endpoint of the titration is determined by analysis of the titration curve using a first derivative function to find the inflection point (curve changes from concave to convex or vice versa). The inflection point represents the stoichiometric equivalence point for the neutralization of the carbonates and other bases present. The total alkalinity is given by the equation F*X, where X= ml of acid needed to titrate to the inflection point and F is a factor derived from standardization of the acid. The factor F, incorporates the concentration of the acid used in the titration, the volume of sample analyzed and the conversion of the units to mg/L CaCO3.
Alk-Tot | Alk-T-POT-GRN | mg/l | Total Alkalinity | Gran Titration | Titration | ENV 372 | Environment Canada 1995 | The Gran Function employs an algorithm to determine inflection points from titration curves that are not well defined. The titration curves of low ionic strength soft waters and precipitation samples fall into this category. Total alkalinity of these samples is determined by titration with sulphuric acid employing an automatic titrator which makes incremental addition of titrant and plots a titration curve of pH against volume of titrant. Add 0.25mL 1 N KCl to 100mL of sample, then titrate to pH 3.7 with 0.001N HCl. ~r~n To use the Gran function, small increments of acid are added beyond the expected inflection point. Record both the incremental volumes added, and the corresponding pH. The volume corrected H+ concentration is plotted against the volume of added acid. The alkalinity is determined from extrapolation of the linear portion of the curve on the abscissa. Total alkalinity is given by the equation F*X, where X= ml of acid needed to titrate to the inflection point and F is a factor derived from standardization of the acid. The factor F incorporates the concentration of the acid used in the titration, the volume of sample analyzed, and the conversion of the units to mg/L CaCO3. The results of this titration, which is suitable only for very "soft" waters, may be either positive or negative.
Alk-Tot | Alk-T-POT-PTC | me/L | Total Alkalinity | Titration Method - Potentiometric Titration Curve | Titration | SM 2320 B.4b | APHA 2012 | Alkalinity is defined as the quantitative capacity of a sample to neutralise a strong acid to a selected pH. Select sample aliquot size (adjust to room temperature: 25°C) and normality of titrant. Add standard acid in increments of 0.5 mL or less, mix thoroughly; as the end point approaches, make smaller additions of acid and be sure the pH has reached equilibrium before adding more titrant. Titrate to pH of 3.7. Construct a titration curve by plotting the observed pH against the cumulative millilitres of titrant used. A smooth curve showing one or more inflections should be obtained (an erratic curve may indicate that equilibrium was not reached between successive additions). Results expressed as milliequivalent per litre of CaCO
Alk-Tot | Alk-T-POT-TE-Auto | mg/l | Total Alkalinity | Two Endpoint Potentiometric Titration using Titroprocessor (Endpoints pH=4.5-4.2) | Titration | NAQ 10101 | Environment Canada 1974 | Alkalinity is defined as the quantitative capacity of a sample to neutralise a strong acid to a selected pH. A sample is preserved in the field at 4°C. If turbid, the sample is allowed to settle. A known volume of the sample aliquot is titrated with a standardized solution of H2SO4 (or HCl), to pH=4.5 then to pH=4.2, using an automatic titrator and a pH meter calibrated for 25°C. The total alkalinity is found from both titration volumes. A two endpoint technique is employed to determine the actual inflection point.
Alk-Tot | Alk-T-POT-4.5-Auto | mg/l | Total Alkalinity | Titration Method - Potentiometric Titration to preselected pH using Titroprocessor (Endpoint pH=4.5) | Titration | SM 2320 B4c | APHA 2012 | If turbid, the sample is allowed to settle. An aliquot of the sample is then titrated with standard H2SO4 or HCL to pH 4.5 using an automatic titration system and a pH meter.
Al-Tot | AAS-E-NA-AR | mg/l | Aluminum - Total | Electrothermal Atomic Absorption Spectrometric Method with HNO3 or HNO3+3HCl Digestion | Spectroscopy | SM 3113 B | APHA 2012 | A sample is preserved in the field with mineral acid. The sample aliquot is digested in nitric acid or aqua regia. The aliquot is then heated, usually in three stages in a graphite furnace or an electrically heated atomiser where: first, a low current is applied to dry the sample; the second stage chars the sample by destroying the organic matter and volatilises other matrix compounds; finally, the third stage applies a high current which heats the tube to incandescence and atomises the aluminum to be determined. The absorbance of the resultant ground state atoms is measured at 309.3 nm and is compared to identically-prepared Al standard and blank solutions.
Al-Tot | Al-COL-Merck | mg/l | Aluminum - Total | Spectroquant Aluminium Test | Colorimetry | 1.148.250.001 | Merck 2001 | Colorimetric analysis of the coloured solution resulting from coloured lacquer and aluminum cromoazurol S buffer with acetates.
Al-Tot | Al-COL-PHOT | mg/l | Aluminum - Total | Palintest Photometer Method - Aluminium | Colorimetry | PHOT.3.A | PALINTEST 2014 | Aluminum reacts with Eriochrome Cyanine R indicator in slightly acid solution to produce a pink-red coloured complex. Fill test tube with sample to the 10 ml mark. Add one Aluminum No.1 tablet, crush and mix to dissolve. Add one Aluminum No.2 tablet, crush and mix gently to dissolve. Avoid vigorous agitation. Stand for five minutes to allow full colour development. Take photometer reading in usual manner.
Al-Tot | COL-F | mg/l | Aluminum - Total | Colorimetry using Ferron as Indicator | Colorimetry | ENV 488 | Environment Canada 1995 | A sample is preserved in the field with diluted mineral acid. A hydroxylamine hydrochloride (NH2OH.HCl) solution, containing BeSO4 (to minimize the interference of fluoride), is added to two aliquots: one is the test aliquot and the other is the colour correction aliquot. A solution, containing ferron and orthophenanthroline (9, 10-phenanthroline) (to minimize the interference of iron), is added to one of the sample aliquots. Sodium acetate solution is added to both sample aliquots. The absorbance of the aliquot, containing ferron and orthophenanthroline, is measured spectrometrically at 520 nm, and compared to identically-prepared Al standard and blank solutions. A colour correction is made, using the aliquot without ferron and orthophenanthroline.The Al concentration measured is corrected for Fe, Mn and F ions, by the following equation:mg/L Al = A - B - C + D where, A = apparent mg/L Al ;B = (0.12 x mg/L Fe); C = 0.04 x mg/L Mn) ;D = (0.05 x mg/L F)
Al-Tot | FAAS-NAc-D-NA | mg/l | Aluminum - Total | Direct Nitrous Oxide-Acetylene Flame Atomic Absorption Spectrometry with HNO3 digestion | Spectroscopy | SM 3111 D | APHA 2012 | A sample is preserved in the field with nitric acid. The sample aliquot is digested with nitric acid and aspirated in a N2O-C2H2 reducing flame. The absorbance is measured spectrometrically at 309.3 nm. The sample is compared to identically-prepared Al standard and blank solutions.
Al-Tot | FAAS-NAc-E-NA | mg/l | Aluminum - Total | Extraction/Nitrous Oxide-Aceteylene Flame Atomic Absorption Spectrometry with HNO3 digestion | Spectroscopy | SM 3111 E | APHA 2012 | A sample is preserved in the field with nitric acid. The sample aliquot is digested with nitric acid. The aliquot is buffered to a pH between 7.5 and 8.5 and oxine reagent is added. The solution is extracted on a mechanical shaker and the solvent layer is aspirated and the absorbance is measured spectrometrically at 309.3 nm and compared to identically-prepared standard and blank solutions, using a N2O-C2H2 reducing flame.
Al-Tot | ICP-AES-Dgs | mg/l | Aluminum - Total | Inductively Coupled Plasma (ICP) Method (Total Metals after Rigorous Digestion) | Spectroscopy | SM 3120 B | APHA 2012 | A sample is preserved in the field with diluted mineral acid. The sample aliquot is digested with aqua regia and evaporated near dryness. The residue is dissolved in concentration HCl and diluted appropriately. The digested sample aliquot is aspirated and the emission is measured spectrometrically at 309.3 nm (See Appendix 4) and compared to identically-prepared Al standard and blank solutions.
Al-Tot | ICP-AES-Xtr | mg/l | Aluminum - Total | Inductively Coupled Plasma (ICP) Method (Extractable/Recoverable Metals) | Spectroscopy | SM 3120 B, 3030 C | APHA 2012 | A sample is preserved in the field with nitric acid. The sample aliquot is digested with concentrated nitric acid or aqua regia, concentrated appropriately, and aspirated from an autosampler. The emission is measured at 309.3 nm (See Appendix 4) and compared to identically-prepared standard and blank solutions.
Al-Tot | ICP-MS-CVD | mg/l | Aluminum - Total | Inductively-Coupled Plasma Mass Spectrometry with Closed Vessel Digestion | Spectroscopy | SM 3125 B | APHA 2012 | Water samples are preserved at 2% nitric acid and digested overnight at 60°C in a closed vessel. The resulting solution is analyzed by ICP-MS.
Al-Tot | ICP-MS-Dgs | mg/l | Aluminum - Total | Inductively-Coupled Plasma Mass Spectrometry with Mineral Acid Digestion | Spectroscopy | SM 3125 B | APHA 2012 | A sample is preserved in the field with diluted mineral acid. The sample aliquot is digested in mineral acids and introduced in an argon stream high temperature and radio frequency plasma through a pneumatic pump. The energy from the plasma is transferred to the sample and causes desolvation, atomisation and ionisation. The ions generated are extracted from the plasma, through a vacuum interface, and separated on the basis of their mass to charge ratio in the mass spectrometer, the ions are counted by an electron multiplier detector, the data are processed by a computer data handling system and compared to identically-prepared standard and blank solutions. Interference: Isobaric elemental interferences are calculated automatically by the data system; the abundance sensitivity should be corrected through adjustment of the spectrometer resolution; physical interferences are usually corrected by ensuring the water sample does not contain more than 0.5% dissolved solids; ionisation interferences are corrected by the addition of internal standards and sufficient wash time should minimise memory interferences.
Al-Tot | ICP-SFMS-CVD | mg/l | Aluminum - Total | Inductively-Coupled Plasma Sector Field Mass Spectrometry with Closed Vessel Digestion | Spectroscopy | SM 3125 B | APHA 2012 | Closed Vessel Digestion - The whole water sample is collected, preserved with 2% H2NO3, and stored in a HDPE or Teflon bottle. The sample is digested "in-bottle" in a convection oven at 60°C for 16 hours. The sample is cooled and introduced to an inductively coupled argon plasma-sector field mass spectrometer (ICP-SFMS) by pneumatic nebulization. Each respective element is measured at a specific mass to charge ratio, m/z value expressed in amu (atomic mass units), and at a specified instrument resolution. LR: Low Resolution ~ 300, MR: Mid Resolution ~ 4000 and HR : High Resolution ~ 10000
ANTH | LLE-HPLC-FD-UVD | µg/l | 1,2-Dihydroacenaphthylene | Liquid-Liquid Extraction High Performance Liquid Chromatography and Fluorescence/UV-Detector | Chromatography | SM 6440 B | APHA 2012 | Mark the water meniscus on the side of the sample bottle for later determination of volume. Pour entire sample into a 2-L separatory funnel and extract. Separation and clean-up is by means of a silica-gel column. Add 4mL acetonitrile and concentrate the extract in a 95-100°C water bath using a micro-Snyder column. Rinse column with 0.2 mL acetonitrile. Adjust final extract volume to 1.0mL. After the operating conditions are met, proceed with calibration and sample analysis. If the internal standard calibration procedure is being used, add internal standard to sample extract and mix thoroughly. Immediately inject 5 to 25µL sample extract or standard into HPLC using a high pressure syringe or constant-volume sample injection loop. Record volume injected to nearest 0.1 µL and resulting peak size in area or peak height units. Re-equilibrate HPLC column at initial gradient conditions for at least 10 minutes between injections. Identify compounds in sample by comparing peak retention times with peaks of standard chromatograms.
ANTHRACENE | LLE-HPLC-FD-UVD | µg/l | Anthracene | Liquid-Liquid Extraction High Performance Liquid Chromatography and Fluorescence/UV-Detector | Chromatography | SM 6440 B | APHA 2012 | Mark the water meniscus on the side of the sample bottle for later determination of volume. Pour entire sample into a 2-L separatory funnel and extract. Separation and clean-up is by means of a silica-gel column. Add 4mL acetonitrile and concentrate the extract in a 95-100°C water bath using a micro-Snyder column. Rinse column with 0.2 mL acetonitrile. Adjust final extract volume to 1.0mL. After the operating conditions are met, proceed with calibration and sample analysis. If the internal standard calibration procedure is being used, add internal standard to sample extract and mix thoroughly. Immediately inject 5 to 25µL sample extract or standard into HPLC using a high pressure syringe or constant-volume sample injection loop. Record volume injected to nearest 0.1 µL and resulting peak size in area or peak height units. Re-equilibrate HPLC column at initial gradient conditions for at least 10 minutes between injections. Identify compounds in sample by comparing peak retention times with peaks of standard chromatograms.
ANTL | LLE-HPLC-FD-UVD | µg/l | Acenaphthylene | Liquid-Liquid Extraction High Performance Liquid Chromatography and Fluorescence/UV-Detector | Chromatography | SM 6440 B | APHA 2012 | Mark the water meniscus on the side of the sample bottle for later determination of volume. Pour entire sample into a 2-L separatory funnel and extract. Separation and clean-up is by means of a silica-gel column. Add 4mL acetonitrile and concentrate the extract in a 95-100°C water bath using a micro-Snyder column. Rinse column with 0.2 mL acetonitrile. Adjust final extract volume to 1.0mL. After the operating conditions are met, proceed with calibration and sample analysis. If the internal standard calibration procedure is being used, add internal standard to sample extract and mix thoroughly. Immediately inject 5 to 25µL sample extract or standard into HPLC using a high pressure syringe or constant-volume sample injection loop. Record volume injected to nearest 0.1 µL and resulting peak size in area or peak height units. Re-equilibrate HPLC column at initial gradient conditions for at least 10 minutes between injections. Identify compounds in sample by comparing peak retention times with peaks of standard chromatograms.
As-Dis | AAS-AsH-HAg-APHA1975 | mg/l | Arsenic - Dissolved | Det. of As and Se by Conversion to their Hydrides and Aspiration of the Gas into the Ag-H Flame | Spectroscopy | SM 301 A.VII | APHA 1975 | A sample is filtered in the field through a 0.45 µm membrane filter and preserved at 4°C. The sample aliquot is digested with sulphuric acid, nitric acid and potassium permanganate until a white fume of sulphuric acid is generated. Dissolve the residue with HCl and transfer into reactor vessel generator. Add KI, SnCl2 and ferric solutions (10 mg/L Fe), mix and let stand 15 minutes. Connect generator to Atomic Absorption Analyser, replace air with argon, quickly add one gram of zinc powder. Pass arsenic hydride into hydrogen-argon flame and the absorbance of the resultant ground state atoms is measured at 193.7 nm and is compared to identically-prepared standard and blank solutions.
As-Dis | COL-SDDC-NA | mg/l | Arsenic - Dissolved | Silver Diethyldithiocarbamate Method with HNO3 Digestion | Colorimetry | SM 404 A | APHA 1975 | A sample is preserved in the field at 4°C. The sample aliquot is digested in nitric acid. Add consecutively HCl, KI and SnCl2 solutions (swirl between each addition) to the sample aliquot and allow one hour for reduction. The inorganic arsenic is reduced (gaseous arsine) by zinc in an acid medium. The arsine is then passed through a scrubber containing glass wool impregnated with lead acetate to remove sulphide and finally through an absorber tube containing Silver Diethyl Dithiocarbamate in pyridine. The arsenic reacts with the silver salt and forms a red colour, measured spectrometrically at 540 nm and compared to identically-prepared standard and blank solutions.
As-Dis | ICP-AES | mg/l | Arsenic - Dissolved | Inductively Coupled Plasma (ICP) Method | Spectroscopy | SM 3120 B | APHA 2012
As-Dis | ICP-AES-AsH-PS | mg/l | Arsenic - Dissolved | Inductively Coupled Plasma (ICP) Method with AsH3 Generation and S2O8 Digestion | Spectroscopy | SM 3114C; 3120 B | APHA 2012 | A sample is filtered in the field through a 0.45 µm membrane filter and preserved at 4°C. All organoarsenides, from the sample aliquot, are decomposed with acidic persulphate. After reduction to arsenite with HCl, the metal is converted to its hydride form with sodium borohydride in an automated system and passed though an argon plasma torch where it is decomposed to its arsenic atoms, measured by emission spectrometry at 193.7 nm and compared to identically-prepared standard and blank solutions.
As-Dis | ICP-MS | mg/l | Arsenic - Dissolved | Inductively-Coupled Plasma Mass Spectrometry | Spectroscopy | SM 3125 B | APHA 2012 | A sample is filtered in the field through a 0.45 µm membrane filter and preserved with nitric acid. The sample aliquot is aspirated into an argon-based, high temperature radio frequency plasma. The sample is dissolved, atomised and ionised. These ions are extracted from the plasma through a vacuum interface and separated on the basis of their mass to charge ratio by a mass spectrometer. The ions are counted by an electron multiplier detector and the resulting information processed by a computer database system and compared to identically-prepared standard and blank solutions.
As-Dis | ICP-SFMS-CVD | mg/l | Arsenic - Dissolved | Inductively-Coupled Plasma Sector Field Mass Spectrometry with Closed Vessel Digestion | Spectroscopy | SM 3125 B | APHA 2012 | Closed Vessel Digestion - A filtered water sample is collected, preserved with 2% H2NO3, and stored in a HDPE or Teflon bottle. The sample is digested "in-bottle" in a convection oven at 60°C for 16 hours. The sample is cooled and introduced to an inductively coupled argon plasma-sector field mass spectrometer (ICP-SFMS) by pneumatic nebulization. Each respective element is measured at a specific mass to charge ratio, m/z value expressed in amu (atomic mass units), and at a specified instrument resolution. LR: Low Resolution ~ 300, MR: Mid Resolution ~ 4000 and HR : High Resolution ~ 10000
As-Tot | AAS-AsH-HAg-EPA1986 | mg/l | Arsenic - Total | Atomic Absorption Spectroscopy of Arsenic Hydride using a Hydrogen-Argon Flame (EPA 1986) | Spectroscopy | EPA 7061A | EPA 1986 | Samples are digested with a nitric/sulphuric acid procedure. The arsenic in in the digestate is then reduced to the trivalent form with tin chloride. The trivalent arsenic is then converted to a volatile hydride using hydrogen produced from a zinc/HCl reaction. The volatile hydride is swept into an argon hydrogen flame located in the optical path of an atomic absorption spectrometer. The resulting absorption of the lamp radiation at 193.7 nm wavelength is proportional to the arsenic concentration.
As-Tot | As-AAS-E-PPS | mg/l | Arsenic - Total | Electrothermal Atomic Absorption Spectrometric Method with K2S2O8 Digestion (Arsenic) | Spectroscopy | SM 3113 B | APHA 2012 | A sample is preserved in the field at 4°C. The sample aliquot is digested and oxidised with an acidic potassium persulphate solution, then all forms of arsenic are reduced to arsenite (As3+) with HCl. Hydrides of arsenic are formed in an acidic sodium borohydride solution. The arsine vapours are separated from the solution by heating, usually in three stages in a graphite furnace or an electrically heated atomiser in which: first, a low current is applied to dry the sample; the second stage chars the sample by destroying the organic matter and volatilises other matrix compounds; finally, the third stage applies a high current which heats the tube to incandescence and atomises the arsenic to be determined. The absorbance of the resultant ground state atoms is measured at 193.7 nm and is compared to identically-prepared standard and blank solutions
As-Tot | As-AAS-HYD-SA-NA-PCA | mg/l | Arsenic - Total | Manual Hydride Generation/Atomic Absorption Spectroscopy with H2SO4, HNO3, and HClO4 Dig. (Arsenic) | Spectroscopy | SM 3114 B | APHA 2012 | A sample is preserved in the field at 4°C. The sample aliquot and standard solutions are digested with H2SO4, HNO3, and HClO4. Arsenic is reduced to arsine with acidic NaBH4 solution and is then sparged into a heated quartz combustion tube, decomposing the hydride to form arsenic atoms. The absorbance is measured spectrometrically at 193.7 nm and compared to identically-prepared standard and blank solutions.
As-Tot | As-COL-Wag | mg/l | Arsenic - Total | Colorimetry (Wagtech Arsenator Method) | Colorimetry | Wag-WE10500 | Wagtech 2013 | The Arsenator system is based on the Gutzeit method in which arsine gas is generated, then reacted with mercuric bromide (HgBr2). It features a portable digital photometer capable of giving accurate digital readings within an arsenic concentration range of 2-100 ppb. A tri-filter arsenic trap removes excess arsine gas as well as any hydrogen sulphide which may be given off as a by-product of the reaction.
As-Tot | COL-SDDC-NA | mg/l | Arsenic - Total | Silver Diethyldithiocarbamate Method with HNO3 Digestion | Colorimetry | SM 404 A | APHA 1975 | A sample is preserved in the field at 4°C. The sample aliquot is digested in nitric acid. Add consecutively HCl, KI and SnCl2 solutions (swirl between each addition) to the sample aliquot and allow one hour for reduction. The inorganic arsenic is reduced (gaseous arsine) by zinc in an acid medium. The arsine is then passed through a scrubber containing glass wool impregnated with lead acetate to remove sulphide and finally through an absorber tube containing Silver Diethyl Dithiocarbamate in pyridine. The arsenic reacts with the silver salt and forms a red colour, measured spectrometrically at 540 nm and compared to identically-prepared standard and blank solutions.
As-Tot | ICP-AES-AsH-PS | mg/l | Arsenic - Total | Inductively Coupled Plasma (ICP) Method with AsH3 Generation and S2O8 Digestion | Spectroscopy | SM 3114C; 3120 B | APHA 2012 | A sample is preserved in the field at 4°C. From the sample aliquot, all organoarsenides are decomposed with acidic persulphate. After reduction to arsenite with HCl, the metal is converted to its hydride form with sodium borohydride in an automated system and passed though an argon plasma torch where it is decomposed to its arsenic atoms, measured by emission spectrometry at 193.7 nm and compared to identically-prepared standard and blank solutions.
As-Tot | ICP-MS | mg/l | Arsenic - Total | Inductively-Coupled Plasma Mass Spectrometry | Spectroscopy | SM 3125 B | APHA 2012 | A sample is preserved in the field with mineral acid. The sample aliquot is aspirated into an argon-based, high temperature radio frequency plasma. The sample is dissolved, atomised and ionised. These ions are extracted from the plasma through a vacuum interface and separated on the basis of their mass to charge ratio by a mass spectrometer. The ions are counted by an electron multiplier detector and the resulting information processed by a computer database system and compared to identically-prepared standard and blank solutions.
As-Tot | ICP-MS-CVD | mg/l | Arsenic - Total | Inductively-Coupled Plasma Mass Spectrometry with Closed Vessel Digestion | Spectroscopy | SM 3125 B | APHA 2012 | Water samples are preserved at 2% nitric acid and digested overnight at 60°C in a closed vessel. The resulting solution is analyzed by ICP-MS.
As-Tot | ICP-OES-JWWA2001 | mg/l | Arsenic - Total | Inductively Coupled Plasma by Optical Emission Spectrometry (JWWA 2001) | Spectroscopy | VI-3 17.4 | JWWA 2001 | A sample is preserved in the field with nitric acid. The sample aliquot is digested with nitric acid and H2O2 to oxidise all organoarsenides, then passed through a tube furnace at 850°C, using a 1000 ppm nickel nitrate solution as a matrix modifier, and the arsenic atoms and measured spectrometrically at 193.7 nm and compared to identically-prepared standard and blank solutions.
As-Tot | ICP-SFMS-CVD | mg/l | Arsenic - Total | Inductively-Coupled Plasma Sector Field Mass Spectrometry with Closed Vessel Digestion | Spectroscopy | SM 3125 B | APHA 2012 | Closed Vessel Digestion - The whole water sample is collected, preserved with 2% H2NO3, and stored in a HDPE or Teflon bottle. The sample is digested "in-bottle" in a convection oven at 60°C for 16 hours. The sample is cooled and introduced to an inductively coupled argon plasma-sector field mass spectrometer (ICP-SFMS) by pneumatic nebulization. Each respective element is measured at a specific mass to charge ratio, m/z value expressed in amu (atomic mass units), and at a specified instrument resolution. LR: Low Resolution ~ 300, MR: Mid Resolution ~ 4000 and HR : High Resolution ~ 10000
A340 | ABS-340 | --- | Absorbance at 340 nm | Spectrophotometric Absorbance Reading at 340nm | Colorimetry |  | Davies-Colley and Vant 1987 | A sample is passed through a 0.45 µm membrane filter paper, then its absorbance is measured spectrometrically, at 340 nm in a 40 mm cell and the result is multiplied by 1000.
Ba-Dis | FAAS-NAc-D | mg/l | Barium - Dissolved | Direct Nitrous Oxide-Acetylene Flame Atomic Absorption Spectrometry | Spectroscopy | SM 3111 D | APHA 2012 | A sample is filtered in the field through a 0.45 µm membrane filter and preserved with nitric acid. A NaCl solution is added to the acidified sample aliquot (to overcome the ionisation interference) and then aspirated into the flame. The absorbance is then measured spectrometrically at 553.6 nm and compared to identically-prepared standard and blank solutions, using a nitrous oxide-acetylene reducing flame.
Ba-Dis | ICP-MS | mg/l | Barium - Dissolved | Inductively-Coupled Plasma Mass Spectrometry | Spectroscopy | SM 3125 B | APHA 2012 | A sample is filtered in the field through a 0.2 µm membrane filter and preserved with nitric acid. Using a peristaltic pump, the sample aliquot is introduced to an argon stream high temperature and radio frequency plasma in which the sample undergoes desolvation, atomization and ionization. The ions generated are separated on the basis of their mass to charge ratio in the mass spectrometer, counted by an electron multiplier detector and compared to identically-prepared standard and blank solutions.~r~n Interference: Isobaric elemental interferences are calculated automatically by the data system; the abundance sensitivity should be corrected through adjustment of the spectrometer resolution; physical interferences are usually corrected by ensuring the water sample does not contain more than 0.5% dissolved solids; ionization interferences are corrected by the addition of internal standards and sufficient wash-time should minimise memory interferences.
Ba-Tot | FAAS-NAc-D-NA | mg/l | Barium - Total | Direct Nitrous Oxide-Acetylene Flame Atomic Absorption Spectrometry with HNO3 digestion | Spectroscopy | SM 3111 D | APHA 2012 | A sample is preserved in the field with nitric acid. The shaken sample aliquot is digested in nitric acid. A NaCl solution is added to the digest (to overcome the ionisation interference) and then aspirated into the flame. The absorbance is then measured spectrometrically at 553.6 nm and compared to identically-prepared standard and blank solutions, using a nitrous oxide-acetylene reducing flame.
Ba-Tot | FAES-NAc-D-NA | mg/l | Barium - Total | Direct Nitrous Oxide-Acetylene Flame Atomic Emission Spectrometry with HNO3 digestion | Spectroscopy | SM 3111 D | APHA 2012 | The sample is preserved in the field with nitric acid. A shaken sample aliquot is digested in nitric acid. The aliquot is aspirated into the flame and the emission is measured spectrometrically at 553.6 nm and compared to identically-prepared standard and blank solutions, using a nitrous oxide-acetylene flame.
Ba-Tot | ICP-AES-Dgs | mg/l | Barium - Total | Inductively Coupled Plasma (ICP) Method (Total Metals after Rigorous Digestion) | Spectroscopy | SM 3120 B | APHA 2012 | Inductively Coupled Plasma, by Optical Emission Spectrometry (ICP-OES) with open vessel rigorous digestion to near dryness. ICP 1503 (See Appendix 3).~r~n Preconcentration by evaporation to near dryness with HNO3 or aqua regia (HNO3/HCl ratio v/v: 1to 3). Residue is taken up with HCl, and digested to near dryness, then brought to one-fifth or one-tenth original volume with deionized water. Digest is filtered through 0.4 um membrane before analysis.
Ba-Tot | ICP-AES-Xtr | mg/l | Barium - Total | Inductively Coupled Plasma (ICP) Method (Extractable/Recoverable Metals) | Spectroscopy | SM 3120 B, 3030 C | APHA 2012 | Inductively Coupled Plasma, by Optical Emission Spectrometry (ICP-OES) with open vessel digestion and pre-concentration. ICP 1502~r~n Digestion with HNO3/HCl. Preconcentration by evaporation (factor 5 to 10).
Ba-Tot | ICP-MS-CVD | mg/l | Barium - Total | Inductively-Coupled Plasma Mass Spectrometry with Closed Vessel Digestion | Spectroscopy | SM 3125 B | APHA 2012 | Water samples are preserved at 2% nitric acid and digested overnight at 60°C in a closed vessel. The resulting solution is analyzed by ICP-MS.
Ba-Tot | ICP-SFMS-CVD | mg/l | Barium - Total | Inductively-Coupled Plasma Sector Field Mass Spectrometry with Closed Vessel Digestion | Spectroscopy | SM 3125 B | APHA 2012 | Closed Vessel Digestion - The whole water sample is collected, preserved with 2% H2NO3, and stored in a HDPE or Teflon bottle. The sample is digested "in-bottle" in a convection oven at 60°C for 16 hours. The sample is cooled and introduced to an inductively coupled argon plasma-sector field mass spectrometer (ICP-SFMS) by pneumatic nebulization. Each respective element is measured at a specific mass to charge ratio, m/z value expressed in amu (atomic mass units), and at a specified instrument resolution. LR: Low Resolution ~ 300, MR: Mid Resolution ~ 4000 and HR : High Resolution ~ 10000
BENZENE | GC-MS-H | µg/l | Benzene | Head space GC/MS | Chromatography | JIS K 0125 5.2 | JSA 1998 | A sample and sodium chloride are placed in a vial so that a head space remains in the vial, and equilibrium between gaseous and liquid phases is achieved at a set temperature. An aliquot of the gas phase is introduced into a gas chromatograph-mass spectrometer. The selective ion monitoring (SIM) method or an equivalent method is used for detection, and a chromatogram of each selective ion is obtained to calculate the concentration of the volatile organic compound.
BENZENE | P-T-GC-FID | µg/l | Benzene | Purge and Trap Capillary-Column Gas Chromatographic Method with Flame Ionization Detector | Chromatography | SM 6200 C | APHA 2012 | Purge-and-trap gas chromatography using a capillary column and flame ionization detection. A 5.0 mL water sample is purged with nitrogen and released volatiles are adsorbed onto a Tenax No3 GC trap. Analytes are thermally desorbed onto a PE-502.2 capillary column into a flame ionization detector. Identification and quantification are performed according to retention times and peak area using a multi-point calibration curve. Confirmation is achieved using a second capillary column, such as PE-5 or PE-1301.
BENZENE | P-T-GC-MS | µg/l | Benzene | Purge-and-Trap Gas Chromatography/Mass Spectrometry | Chromatography | JIS K 0125 5.1 | JSA 1998 | A surface water sample (150 ml) is spiked with deuterated surrogate standards and internal standards, purged with helium, and the released volatiles are adsorbed onto a Tenax GC trap. This is followed by thermal desorption and analysis using a 25 meter DB-5 capillary column with mass spectrometry detection. Screening is performed using the relative retention time and relative abundance of two or more characteristic ions. Full identification of organic compounds screened and their quantification are performed using full reference spectra, multi internal standards and extracted areas of characteristic ions. Non-target compounds are tentatively identified using mass spectral libraries. Approximate concentration ranges are based on relative total ion counts.
BOD | BOD-ATU | mg/l | Biochemical Oxygen Demand | 5-Day BOD Test with Allylthiourea | --- | SM 507 | APHA 1976 | Dilute the sample, as needed before incubation, adding nutrients such as nitrogen, phosphorus and trace metals. Buffer the solution to ensure that the sample remains in a pH range suitable for bacterial growth (usually pH 6.5 to 7.5). Incubate at 20°C for five days. Results are reported as carbonaceous biochemical oxygen demand (CBOD5) when inhibiting the nitrogenous oxygen demand. When nitrification is not inhibited, results are reported as BOD5.
BOD | BOD-ISE | mg/l | Biochemical Oxygen Demand | 5-Day BOD Test using Membrane Electrode | Electrochemical Analysis | 5210 B;4500-O G | APHA 2012 | BOD is a measure of the oxygen demand produce by carbonaceous and nitrogenous materials in a sample. It is measured by determining the decrease of oxygen content, using a dissolved oxygen meter, after incubation at 20°C for five days.~r~n A sample is preserved in the field at 4°C and the analysis started within four hours. The sample aliquot is incubated, at 20°C for five days under proper conditions. The procedure depends on the nature of the sample. After aeration of the samples to bring the dissolved oxygen content to saturation, one of the following three variations can be used, depending on the type of samples to be analysed:~r~n 1 - The direct method: If the BOD does not exceed 7 mg/L, then the BOD is determined directly by measuring the dissolved oxygen content of the water, before and after a five days incubation period at 20°C.~r~n 2 - Unseeded dilution method: For waters having BOD values greater than 7 mg/L: appropriate sample aliquots are diluted using dilution water, saturated with oxygen, and the oxygen content is determined before and after the incubation period. A minimum of three dilutions per sample, with a final content between 40% and 70% of the original oxygen concentration, will give best results.~r~n 3 - Seeded dilution method: It is extremely important that the conditions be appropriate for the living organisms to function unhindered during the incubation period. Toxic substances should be absent, and necessary nutrients, such as nitrogen and phosphorus, should be present. It is important that a mixed group of organisms (called "seed") should be present during the test. The dilution water is seeded with the proper kind and number of organisms and saturated with oxygen (overnight) before the BOD test.~r~n Siphon the diluted sample to fill three BOD bottles; one for incubation (five days), one for the determination of the dissolved oxygen content (measured and record as "initial DO") and the other for the determination of the immediate dissolved oxygen demand (IDOD), after a 15 minutes incubation period. A minimum of three dilutions per sample, with a final content between 40% and 70% of the original oxygen concentration, will give best results.~r~n Use a calibrated oxygen meter to measure the oxygen concentrations before and after incubation.~r~n Interference: Many synthetic organic components from industrial wastewaters are not biodegradable without adding seeding water due to the toxic effect or the absence or deficiency of appropriate microorganisms. Sample containing residual Cl2, that is acidic or alkaline, must be neutralized to pH=7, and sometimes titrated with a Na2S2O3 solution to liberate the chloride from solution. A sample, containing sulphide, sulphite and/or ferrous ions, creates an immediate demand, corrected by the IDOD.~r~n The method detection limit is 1 mg/L.
BOD | BOD-RESP | mg/l | Biochemical Oxygen Demand | Respirometric Method | Volumetry | 5210 D | APHA 2012 | Respirometric methods provide direct measurement of the oxygen consumed by microorganisms from an air or oxygen-enriched environment in a closed vessel under conditions of constant temperature and agitation.~r~n~r~nIf sample contains large settleable or floatable solids, homogenize it with a blender and transfer representative test portions while all solids are in suspension. If there is a concern for changing sample characteristics, skip this~r~nstep.~r~n~r~nNeutralize samples to pH 7.0 with H2SO4 or NaOH of such strength that reagent quantity does not dilute the sample more than 0.5%.~r~n~r~nIf samples contain dissolved oxygen concentrations above or below the desired concentration, agitate or aerate with clean and filtered compressed air for about 1h immediately before testing. Minimum and maximum actual DO concentrations will vary with test objectives. In some cases pure oxygen may be added to respirometer vessels to increase oxygen levels above ambient.~r~n~r~nBring samples and dilution water to desired test temperature (+/- 1°C) before making dilutions or transferring to test vessels.~r~n~r~nSee 5210B.4d for seed preparation. Use sufficient amounts of seed culture to prevent major lags in the oxygen uptake reaction but not so much that the oxygen uptake of the seed exceeds about 10% of the oxygen uptake of the seeded sample. Determine the oxygen uptake of the seeding material as for any other sample. This is the seed control. Typically, the seed volume in the seed control should be 10 times the volume used in seeded samples.~r~n~r~nIncubate samples at 20°C or other suitable temperature +/- 1.0°C. Take care that the stirring device does not increase the temperature of the sample.
BOD | BOD-T-COL-AZD | mg/l | Biochemical Oxygen Demand | 5-Day BOD Test using Acide Modification | Titration | 5210 B;4500-O C | APHA 2012 | Biochemical Oxygen Demand is defined as the quantity of oxygen necessary for biological and chemical oxidation of water-borne substances under conditions of the test. A sample is preserved in the field at 4°C and the analysis started within 4 hours. A sample is incubated at 20°C under proper conditions. Comparison of the dissolved oxygen content at the beginning and the end of the incubation period is the measure of the Biochemical Oxygen Demand. The procedure depends on the nature of the sample. After aeration of the samples to bring the dissolved oxygen content to saturation, one of the following three variations can be used, depending on the type of samples to be analysed:~r~n A - The direct method: If the BOD does not exceed 7 mg/L, the BOD is determined directly by measuring the dissolved content of the water sample before and after a five days incubation period at 20°C.~r~n B - Unseeded dilution method: With waters having BOD values greater than 7 mg/L, appropriate sample aliquots are diluted using dilution water, saturated with oxygen, and the oxygen content is determined before and after the incubation period. A minimum of three dilutions per sample, with a final content between 40% and 70% of the original oxygen concentration, will give best results.~r~n C - Seeded dilution method: It is extremely important that the conditions be appropriate for the living organisms to function unhindered during the incubation period. Toxic substances should be absent, and necessary nutrients, such as nitrogen and phosphorus, should be present. It is important that a mixed group of organisms (called "seed") be present during the test. The dilution water is seeded with the proper kind and number of organisms and saturated with oxygen (overnight) before the BOD test.~r~n Siphon the diluted sample to fill three BOD bottles; one for incubation (five days), one for the determination of the dissolved oxygen content (measured and record as "initial DO"), and the other for the determination of the immediate dissolved oxygen demand (IDOD), after a 15 minutes incubation period (to eliminate the oxygen demand from sulphide, sulphite and/or ferrous ions). A minimum of three dilutions per sample, with a final content between 40% and 70% of the original oxygen concentration, will give best results.~r~n DO Winkler method:~r~n A sample is treated with manganous sulphate (MnSO4) and a strong alkaline iodide reagent (NaN3, NaI and NaOH). The manganous hydroxide reacts with the dissolved oxygen to form a brown precipitate (MnO(OH)2. Let stand for one hour. Upon acidification, with concentrated H2SO4, in the presence of iodide, the iodine liberated is equivalent to the dissolved oxygen originally present in the sample. The iodide is titrated with a standardized sodium thiosulphate (Na2S2O3), using starch as an indicator.~r~n Interference: Many synthetic organic components from industrial wastewaters are not biodegradable without adding seeding water. Sample containing residual Cl2, that is acidic or alkaline, must be neutralized to pH=7 and titrated with Na2S2O3 solution. The IDOD is determined to eliminate the oxygen demand of sulphide, sulphite and/or ferrous ions.~r~n The method detection limit is 0.01 mg/L.~r~n NOTE: India uses 27° and 3 days because of geoclimatic conditions.
BZBFLA | LLE-HPLC-FD-UVD | µg/l | 2,3-Benzofluoranthene | Liquid-Liquid Extraction High Performance Liquid Chromatography and Fluorescence/UV-Detector | Chromatography | SM 6440 B | APHA 2012 | Mark the water meniscus on the side of the sample bottle for later determination of volume. Pour entire sample into a 2-L separatory funnel and extract. Separation and clean-up is by means of a silica-gel column. Add 4mL acetonitrile and concentrate the extract in a 95-100°C water bath using a micro-Snyder column. Rinse column with 0.2 mL acetonitrile. Adjust final extract volume to 1.0mL. After the operating conditions are met, proceed with calibration and sample analysis. If the internal standard calibration procedure is being used, add internal standard to sample extract and mix thoroughly. Immediately inject 5 to 25µL sample extract or standard into HPLC using a high pressure syringe or constant-volume sample injection loop. Record volume injected to nearest 0.1 µL and resulting peak size in area or peak height units. Re-equilibrate HPLC column at initial gradient conditions for at least 10 minutes between injections. Identify compounds in sample by comparing peak retention times with peaks of standard chromatograms.
BZGHIPYL | LLE-HPLC-FD-UVD | µg/l | 1,12-Benzoperylene | Liquid-Liquid Extraction High Performance Liquid Chromatography and Fluorescence/UV-Detector | Chromatography | SM 6440 B | APHA 2012 | Mark the water meniscus on the side of the sample bottle for later determination of volume. Pour entire sample into a 2-L separatory funnel and extract. Separation and clean-up is by means of a silica-gel column. Add 4mL acetonitrile and concentrate the extract in a 95-100°C water bath using a micro-Snyder column. Rinse column with 0.2 mL acetonitrile. Adjust final extract volume to 1.0mL. After the operating conditions are met, proceed with calibration and sample analysis. If the internal standard calibration procedure is being used, add internal standard to sample extract and mix thoroughly. Immediately inject 5 to 25µL sample extract or standard into HPLC using a high pressure syringe or constant-volume sample injection loop. Record volume injected to nearest 0.1 µL and resulting peak size in area or peak height units. Re-equilibrate HPLC column at initial gradient conditions for at least 10 minutes between injections. Identify compounds in sample by comparing peak retention times with peaks of standard chromatograms.
BZKFLA | LLE-HPLC-FD-UVD | µg/l | 11,12-Benzofluoranthene | Liquid-Liquid Extraction High Performance Liquid Chromatography and Fluorescence/UV-Detector | Chromatography | SM 6440 B | APHA 2012 | Mark the water meniscus on the side of the sample bottle for later determination of volume. Pour entire sample into a 2-L separatory funnel and extract. Separation and clean-up is by means of a silica-gel column. Add 4mL acetonitrile and concentrate the extract in a 95-100°C water bath using a micro-Snyder column. Rinse column with 0.2 mL acetonitrile. Adjust final extract volume to 1.0mL. After the operating conditions are met, proceed with calibration and sample analysis. If the internal standard calibration procedure is being used, add internal standard to sample extract and mix thoroughly. Immediately inject 5 to 25µL sample extract or standard into HPLC using a high pressure syringe or constant-volume sample injection loop. Record volume injected to nearest 0.1 µL and resulting peak size in area or peak height units. Re-equilibrate HPLC column at initial gradient conditions for at least 10 minutes between injections. Identify compounds in sample by comparing peak retention times with peaks of standard chromatograms.
Ca-Tot | Ca-CALC-HT-Mg | mg/l | Calcium - Total | Difference Calculation from Total Hardness and Magnesium | Calculation |  |  | Ca = {hardness - Mg *(M.CaCO3 / M.Mg)} / (M.CaCO3 / M.Ca)
Ca-Tot | FAAS-AAc-D | mg/l | Calcium - Total | Direct Air-Acetylene Flame Atomic Absorption Spectrometry (Magnesium) | Spectroscopy | SM 3111 B | APHA 2012 | A sample is preserved in the field at 4°C. A LaCl3 solution is added to the sample aliquot, mixed and aspirated. The absorbance is measured spectrometrically at 422.7 nm, and compared to identically-prepared standard and blank solutions.
Ca-Tot | ICP-AES-Dgs | mg/l | Calcium - Total | Inductively Coupled Plasma (ICP) Method (Total Metals after Rigorous Digestion) | Spectroscopy | SM 3120 B | APHA 2012 | Samples are preserved with 2 mL HNO3 per litre. Preconcentration by evaporation to near dryness with HNO3 or aqua regia (HNO3/HCl ratio v/v: 1to 3). Residue is taken up with HCl, and digested to near dryness, then brought to one-fifth or one-tenth original volume with deionized water. Digest is filtered through 0.4 um membrane
Ca-Tot | ICP-AES-Xtr | mg/l | Calcium - Total | Inductively Coupled Plasma (ICP) Method (Extractable/Recoverable Metals) | Spectroscopy | SM 3120 B, 3030 C | APHA 2012 | The whole water sample is preserved with 2 mL HNO3 per litre. Following open-vessel digestion with HNO3/HCl, the digest emission is measured spectrophotometrically at 317.9 nm.
Ca-Tot | T-COL-EDTA-MRX | mg/l | Calcium - Total | Colorimetric Titration with EDTA using Murexide as Indicator | Colorimetry | SM 3500-Ca B | APHA 1998 | (i) Use 50 ml of sample, or a smaller portion diluted to 50 ml. (ii) Add 2.0 ml of Na0H solution.(iii) Stir and add 0.1 - 0.2 g of the murexide indicator. Titrate immediately after the addition of the indicator. (iv) Add EDTA titrant slowly, with continuous stirring until the colour changes from Salmon to orchid purple. Check the end point by adding 1 or 2 drops of titrant in excess to make sure that no further colour change takes place.(v) Ensure that, not more than 15 ml EDTA is required in the titration.CALCULATIONSCa (mg/l) = (Ax Bx 400.8) / (ml sample)Where A= ml of EDTA titrant usedB = (ml of standard calcium solution) / ( ml of EDTA titrant)
CBZH | P-T-GC-FID | µg/l | Chlorobenzene | Purge and Trap Capillary-Column Gas Chromatographic Method with Flame Ionization Detector | Chromatography | SM 6200 C | APHA 2012 | Purge-and-trap gas chromatography using a capillary column and flame ionization detection. A 5.0 mL water sample is purged with nitrogen and released volatiles are adsorbed onto a Tenax No3 GC trap. Analytes are thermally desorbed onto a PE-502.2 capillary column into a flame ionization detector. Identification and quantification are performed according to retention times and peak area using a multi-point calibration curve. Confirmation is achieved using a second capillary column, such as PE-5 or PE-1301.
CCl4 | P-T-GC-FID | µg/l | Tetrachloromethane | Purge and Trap Capillary-Column Gas Chromatographic Method with Flame Ionization Detector | Chromatography | SM 6200 C | APHA 2012 | Purge-and-trap gas chromatography using a capillary column and flame ionization detection. A 5.0 mL water sample is purged with nitrogen and released volatiles are adsorbed onto a Tenax No3 GC trap. Analytes are thermally desorbed onto a PE-502.2 capillary column into a flame ionization detector. Identification and quantification are performed according to retention times and peak area using a multi-point calibration curve. Confirmation is achieved using a second capillary column, such as PE-5 or PE-1301.
Cd-Dis | AAS-E | mg/l | Cadmium - Dissolved | Electrothermal Atomic Absorption Spectrometric Method | Spectroscopy | SM 3113 B | APHA 2012 | A sample is preserved in the field with nitric acid. Add pallanium nitrate to the sample aliquot, as a matrix modifier, and heat, usually in three stages, in a graphite furnace or an electrically heated atomiser where: first, a low current is applied to dry the sample; the second stage chars the sample by destroying the organic matter and volatilises other matrix compounds; finally, the third stage applies a high current which heats the tube to incandescence and atomises the cadmium to be determined. The absorbance of the resultant ground state atoms is measured at 228.8 nm and is compared with those of identically-prepared standard and solutions.
Cd-Dis | FAAS-AAc-D | mg/l | Cadmium - Dissolved | Direct Air-Acetylene Flame Atomic Absorption Spectrometry (Magnesium) | Spectroscopy | SM 3111 B | APHA 2012 | A sample is preserved in the field with EDTA/nitric acid. The sample aliquot is aspirated and the absorbance is measured spectrometrically and compared to identically-prepared standard and blank solutions, using an air-acetylene oxidizing flame.
Cd-Dis | FAAS-AAc-E | mg/l | Cadmium - Dissolved | Extraction/Air-Acetylene Flame Atomic Absorption Spectrometry | Spectroscopy | SM 3111 C | APHA 2012 | A sample is filtered in the field through a 0.45 µm membrane filter and preserved with nitric acid. The pH of the sample aliquot is adjusted to 4.75 with a buffer solution. Ammonium pyrrolidine dithiocarbonate (APDC) solution is added to the aliquot and then extracted with a methyl isobutyl ketone (MIBK) solution. The solvent layer (See Appendix 5) is aspirated at the wavelength of 228.8 nm and compared to identically-prepared standard and blank solutions, using an air-acetylene oxidizing flame.
Cd-Dis | ICP-AES | mg/l | Cadmium - Dissolved | Inductively Coupled Plasma (ICP) Method | Spectroscopy | SM 3120 B | APHA 2012 | A sample is filtered in the field through a 0.45 µm membrane filter and preserved with nitric acid. The sample aliquot is aspirated and the emission is measured at 228.8 nm and compared with identically-prepared standard and blank solutions.
Cd-Dis | ICP-AES-Xtr | mg/l | Cadmium - Dissolved | Inductively Coupled Plasma (ICP) Method (Extractable/Recoverable Metals) | Spectroscopy | SM 3120 B, 3030 C | APHA 2012 | A sample is filtered in the field through a 0.45 µm membrane filter and preserved with nitric acid. The sample aliquot is concentrated appropriately and aspirated from an autosampler. The emission is measured at 228.8 nm and compared to identically-prepared standard and blank solutions.
Cd-Dis | ICP-MS | mg/l | Cadmium - Dissolved | Inductively-Coupled Plasma Mass Spectrometry | Spectroscopy | SM 3125 B | APHA 2012 | The sample is filtered in the field through a 0.45 µm membrane filter and preserved with nitric acid. A sample aliquot is aspirated into an argon-based, high temperature radio frequency plasma. The sample is dissolved, atomised and ionised. These ions are extracted from the plasma through a vacuum interface and separated on the basis of their mass to charge ratio by a mass spectrometer. The ions are counted by an electron multiplier detector and the resulting information processed by a computer database system and compared to identically-prepared standard and blank solutions.
Cd-Tot | AAS-E-NA-AR | mg/l | Cadmium - Total | Electrothermal Atomic Absorption Spectrometric Method with HNO3 or HNO3+3HCl Digestion | Spectroscopy | SM 3113 B | APHA 2012 | A sample is preserved in the field with nitric acid. The shaken sample aliquot is digested in nitric acid or aqua regia. The aliquot is then heated, usually in three stages, in a graphite furnace or an electrically heated atomiser in which: first, a low current is applied to dry the sample; the second stage chars the sample by destroying the organic matter and volatilises other matrix compounds; finally, the third stage applies a high current which heats the tube to incandescence and atomises the cadmium to be determined. The absorbance of the resultant ground state atoms is measured at 228.8 nm and is compared to identically-prepared standard and blank solutions.
Cd-Tot | FAAS-AAc-D | mg/l | Cadmium - Total | Direct Air-Acetylene Flame Atomic Absorption Spectrometry (Magnesium) | Spectroscopy | SM 3111 B | APHA 2012 | A sample is preserved in the field with EDTA/nitric acid. The sample aliquot is aspirated and the absorbance is measured spectrometrically and compared to identically-prepared standard and blank solutions, using an air-acetylene oxidizing flame.
Cd-Tot | FAAS-AAc-E-NA | mg/l | Cadmium - Total | Extraction/Air-Acetylene Flame Atomic Absorption Spectrometry with HNO3 digestion | Spectroscopy | SM 3111 C | APHA 2012 | A sample is preserved in the field with nitric acid. The shaken sample aliquot is digested in nitric acid. The pH of the digest is adjusted to 4.75 with a buffer solution. Ammonium pyrrolidine dithiocarbonate (APDC) solution is added to the aliquot and then extracted with a methyl isobutyl ketone (MIBK). The solvent layer (See Appendix 5) is aspirated at the wavelength of 228.8 nm and compared with identically-prepared standard and blank solutions, using an air-acetylene oxidizing flame.
Cd-Tot | ICP-AES-Dgs | mg/l | Cadmium - Total | Inductively Coupled Plasma (ICP) Method (Total Metals after Rigorous Digestion) | Spectroscopy | SM 3120 B | APHA 2012 | A sample is preserved in the field with nitric acid. The shaken sample aliquot is digested in aqua regia and evaporated to near dryness. The residue is dissolved in concentrated HCl and diluted to one-fifth of the aliquot original volume. The emission is measured spectrometrically at 228.8 nm and compared with identically-prepared standard and blank solutions.
Cd-Tot | ICP-AES-Xtr | mg/l | Cadmium - Total | Inductively Coupled Plasma (ICP) Method (Extractable/Recoverable Metals) | Spectroscopy | SM 3120 B, 3030 C | APHA 2012 | A sample is preserved in the field with nitric acid. The shaken sample aliquot is digested in nitric acid or aqua regia, concentrated appropriately and aspirated from an autosampler. The emission is measured at 228.8 nm and compared to identically-prepared standard and blank solutions.
Cd-Tot | ICP-MS | mg/l | Cadmium - Total | Inductively-Coupled Plasma Mass Spectrometry | Spectroscopy | SM 3125 B | APHA 2012 | A sample is preserved in the field with nitric acid. The shaken sample aliquot is aspirated into an argon-based, high temperature radio frequency plasma. The sample is dissolved, atomised and ionised. These ions are extracted from the plasma through a vacuum interface and separated on the basis of their mass to charge ratio by a mass spectrometer. The ions are counted by an electron multiplier detector and the resulting information processed by a computer database system and compared to identically-prepared standard and blank solutions.
Cd-Tot | ICP-MS-CVD | mg/l | Cadmium - Total | Inductively-Coupled Plasma Mass Spectrometry with Closed Vessel Digestion | Spectroscopy | SM 3125 B | APHA 2012 | Water samples are preserved at 2% nitric acid and digested overnight at 60°C in a closed vessel. The resulting solution is analyzed by ICP-MS.
Cd-Tot | ICP-SFMS-CVD | mg/l | Cadmium - Total | Inductively-Coupled Plasma Sector Field Mass Spectrometry with Closed Vessel Digestion | Spectroscopy | SM 3125 B | APHA 2012 | Closed Vessel Digestion - The whole water sample is collected, preserved with 2% H2NO3, and stored in a HDPE or Teflon bottle. The sample is digested "in-bottle" in a convection oven at 60°C for 16 hours. The sample is cooled and introduced to an inductively coupled argon plasma-sector field mass spectrometer (ICP-SFMS) by pneumatic nebulization. Each respective element is measured at a specific mass to charge ratio, m/z value expressed in amu (atomic mass units), and at a specified instrument resolution. LR: Low Resolution ~ 300, MR: Mid Resolution ~ 4000 and HR : High Resolution ~ 10000
Chl-a | Chla-AAS | mg/l | Chlorophyll A | Atomic Absorption Spectrometry (Chlorophyll A) | Spectroscopy |  | Hussaing 1973 | The photosynthetic pigments are extracted from the algae, which have been entrapped on a glass microfibre filter, using boiling 90% (v/v) ethanol. The concentrations of chlorophyll A and phaeopigments are determined by measuring the absorbance, before and after acidification of the extract, at 665.5 nm and 750 nm against a 90% (v/v) ethanol blank. The resulting absorbance measurements are then applied to a standard equation.~r~n Interferences: Extracts must be centrifuged prior to spectrophotometry, as suspended particles interfere with absorbance measurements. Overestimation of phytoplankton chlorophyll will occur if large populations of photosynthetic bacteria are present.
Chl-a | COL-Tri-APHA1975 | mg/l | Chlorophyll A | Spectrophotometric Determination of Clorophyll - Trichromatic Method (APHA 1975) | Colorimetry | SM 1002 G 1 | APHA 1975 | Filter 50 to 1000 mL of a thoroughly mixed water sample through a 0.45 µ membrane filter until just a few millilitres of sample remains. Add 1 to 2 mL saturated Mg CO3 solution and complete the filtration. Place the filter in a 15-mL screw-cap centrifuge tube, and add 10 mL of 90% acetone (v/v). Shake vigorously and incubate in the dark at 4ºC for 24 hours. Add 90% acetone (v/v) to make a total volume of 12 mL. Shake the sample, then centrifuge at 4000 rpm for 20 minutes to obtain a clear supernatant. Top up to 12 mL with 90% acetone (v/v). Decant the supernatant into a 5 cm path-length cell of a spectrophotometer. Measure the absorbance at wavelengths 750nm, 663nm, 645nm, and 630nm, after using 90% acetone (v/v) to set zero for each wavelength. Correct for turbidity by subtracting the absorbance reading at 750nm from the other 3 readings. The original sample size should be selected so as to give an absorbance at 663nm of 0.1 to 0.7 (ideally 0.3).~r~n Chlorophyll 'alpha' (µg/L) = ([11.64(A663) - 2.16(A645) + 0.10(A630)] x Volextract (mL))/Volsample (L) x light path (cm)~r~n where A is the corrected absorbance at a particular wavelength.
Cl-Tot | Cl-COL-PHOT | mg/l | Chloride - Total | Palintest Photometer Method - Chloride (CHLORIDOL) | Colorimetry | PHOT.46.AUTO | PALINTEST 2013 | The Palintest Chloridol test is based on a tablet reagent system containing silver nitrate. Chlorides react with the silver nitrate to produce insoluble silver chloride. Select sample volume for testing as follows:~r~n (a) For Testing Boiler Condensate and Softened Waters (Range 0 - 50 mg/l Cl), fill test tube with sample to the 10 ml mark.~r~n (b) For Testing Natural Waters, Swimming Pools and Boiler Waters (Range 0 - 500 mg/l Cl), use the the measuring syringe to take 1 ml of sample. Transfer to the test tube and make-up to the 10 ml mark with deionised water.~r~n (c) For Testing Salt Chlorinator Treated Swimming Pools (Range 0 - 10,000 mg/l NaCl), use the measuring syringe to take 0.5 ml of sample. Transfer to the sample container (PT 510) then make-up to the 100 ml mark with deionised water. Cap tube and mix. Fill test tube to the 10 ml mark with solution from the sample container.~r~n (d) For Testing Sea Water and Brackish Waters (Range 0 - 50,000 mg/l NaCl), use the measuring syringe to take 0.1 ml of sample. Transfer to the sample container (PT 510) then make-up to the 100 ml mark with deionised water. Cap tube and mix. Fill test tube to the 10 ml mark with solution from the sample container.~r~n Add one Acidifying CD tablet, crush and mix to dissolve. Add one Chloridol tablet, allow the tablet to disintegrate for two minutes then crush any remaining particles and mix. A cloudy solution indicates the presence of chloride. Take photometer reading in usual manner.~r~n Testing range is 0 - 50 mg/l Cl and 0 - 50,000 mg/l NaCl
Cl-Tot | T-COL-AgNO3 | mg/l | Chloride - Total | Argentometric Method | Titration | SM 4500-Cl-B | APHA 1998 | (i) Take 50 ml of clear sample.~r~n(ii) Directly titrate samples in the pH range 7 to 10.~r~n(iii) Adjust sample pH to (using a pH meter) between 7 and 10 with H2S04 or Na0H if it is not in this range.~r~n(iv) Add 1 ml K2 Cr04 indicator solution, titrate with standard AgN03 titrant to a pinkish~r~n yellow end point. Be consistent in end-point recognition. If more than 25 ml is required,~r~n take a smaller quantity and dilute to 50 ml before titration.~r~n(v) Establish reagent blank value by the titration method outlined above. A blank of 0.2 to 0.3ml is usual.~r~n~r~nCALCULATIONS ~r~nMg Cl-/L = (A -B)x M x 35,450~r~n ml sample~r~nWhere:~r~nA = ml titration for sample~r~nB = ml titration for blank~r~nM = Molarity of AgNO3 ~r~n
CN-Tot | CN-COL-Merck | mg/l | Cyanide - Total | Spectroquant Cyanide Cell Test | Colorimetry | EN ISO 14403 | ISO 1996 | Cyanide ions react with a chlorinating agent to produce cyanogen chloride, which is then reacted with 1,3-dimethyl-barbituric acid producing a violet dye (König reaction pyridine-free). This is measured photometrically.
CN-Tot | COL-PBA | mg/l | Cyanide - Total | Colorimetric Method (CN-) | Colorimetry | SM 4500-CN-E | APHA 2012 | If turbid, a sample aliquot is decanted. On an autoanalyzer, the sample is acidified with phosphoric and hypophosphorous acid solution and irradiated with UV light to convert the complex cyanides to hydrocyanic acid, HCN. After irradiation, the sample is buffered at pH 5.2 with a potassium dihydrogen phosphate and disodium hydrogen phosphate solution and the HCN is distilled out of the phosphoric acids solution. It is then converted to cyanogen chloride, CNCl, by reaction with Chloradine-T. The CNCl is finally mixed with a mixture a Pyridine-Barbituric reagent and forms a blue dye. The intensity of the colour produced is measured spectrometrically at 580 nm, and compared to identically-prepared KCN standard and blank solutions. The chemistry is linear over the range 0.5 - 50 µg/L and the sampling rate is 30/hour.~r~n Interference: Sulphides interfere and should be removed prior to analysis.
COD | COD-T-COL-KMnO4 | mg/l | Chemical Oxygen Demand | Oxygen Demand By Potassium Permanganate at 100°C | Titration | JIS K 0102 17 | JSA 1998 | A sample is preserved in the field at 4°C. An acidified sample aliquot is digested with potassium permanganate in a boiling water bath for 30 minutes where reducing substances are oxidized along with part of the carbonaceous material. The remaining permanganate is reacted with a volume of sodium oxalate solution, equivalent to the permanganate originally added. Keeping the solution between 60-80°C [Japan maintains solution at 50-60 °C], the excess oxalate is back-titrated with the permanganate solution. The permanganate required in this back-titration is equivalent to the KMnO4 chemical oxygen demand. A reagent blank is identically treated. The Total COD is calculated from the difference between sample and blank aliquots.
COD | COL-CR | mg/l | Chemical Oxygen Demand | Closed Reflux, Colorimetric Method | Colorimetry | SM 5220 D | APHA 2012 | Sample, blanks, and standards in sealed tubes are heated in an oven or block~r~n digester in the presence of potassium dichromate at 150°C. Sulfuric acid oxidzes the water samples, while chloride is masked with mercury sulphate. After two hours, the tubes are removed from the oven or digester, cooled, and measured spectrophotometrically at either 420 nm or 600 nm. The colorimetric determination may also be performed manually.
COD | T-COL-K2CrO7 | mg/l | Chemical Oxygen Demand | Open Reflux Method | Titration | SM 5220 B | APHA 2012 | Most organic compounds are oxidised by potassium dichromate under acid condition. A sample is preserved in the field at 4°C. The sample aliquot is refluxed for two hours in concentrated H2SO4 with a known amount of K2Cr2O7, containing sulphamic acid against the interference of nitrites, HgSO4 against the interferences of chlorides, and Ag2SO4, as a catalyst for organic compounds. The sample is cooled and the excess dichromate is titrated with standardised ferrous ammonium sulphate (Fe(NH4)2(SO4)2), using ferroin (a complex of ferrous ion and 1,10-phenanthroline) as an indicator. The amount of oxidizable organic matter is proportional to the dichromate consumed. A reagent blank is identically analysed. The concentration of COD is calculated from the difference between sample and blank aliquots.~r~n The method detection limit is 1 mg/L.
COL-True | COLOR-Vis | --- | True Color | Visual Comparison | --- | PYR 24 | Environment Canada 2007 | True colour refers to the colour of water from which the suspended material has been removed. Apparent colour refers to the colour of water that includes both the colour due to materials in solution and that due to turbidity.~r~n This method measures colour that results from natural occurring substances. The colour in the water sample is determined by visual comparison with known concentrations of coloured standard solutions. The unit of colour in the platinum-cobalt method is defined as being that produced by one milligram of platinum in the form of the chloroplatinate ion. The stock solution prepared at 500 colour units is composed of potassium chloroplatinate (K2PtCl6), and cobaltous chloride (C°Cl2.6H2O) in 10% hydrochloric acid. The solution is diluted in 50 mL Nessler tubes to form a series of standard colour solutions in the range expected for naturally occurring surface waters. For apparent colour, the whole water sample is shaken, poured in a Nessler tube and the tube then placed alongside the standards. Visual comparison and matching is conducted by looking vertically downward through the tubes, which have been placed over a lighted white surface, such that, light is reflected upward through the columns of liquid. For true colour, the turbidity is removed by filtration through 0.45 um membrane filter paper and the filtrate analyzed.
CO3 | CO3-CALC | mg/l | Trioxidocarbonate(2-) | Calculated (CO3) | Calculation |  |  | If PA=0 then CO3= 0~r~n If PA <= TA/2 then CO3= 1.2*PA~r~n If PA> TA/2 then CO3= 1.2*(TA-PA)~r~n If TA<PA then no calculations~r~n If TA=PA and Not = 0 then no calculations~r~n PA = phenolphthalein alkalinity~r~n TA = total alkalinity~r~n The method detection limit is 0.5 mg/L.~r~n Caution: These calculated results are computed from measured analytical values according to the formula indicated. The computations may be in error if the parameters used in the calculation are subsequently edited or changed.
Cr-Dis | AAS-E | mg/l | Chromium - Dissolved | Electrothermal Atomic Absorption Spectrometric Method | Spectroscopy | SM 3113 B | APHA 2012 | A sample is preserved in the field with nitric acid. The sample aliquot is heated, usually in three stages in a graphite furnace or an electrically heated atomiser in which: the first stage, a low current is applied to dry the sample; the second stage chars the sample by destroying the organic matter and volatilises other matrix compounds; finally, the third stage applies a high current which heats the tube to incandescence and atomises the chromium to be determined. The absorbance of the resultant ground state atoms is measured at 357.9 nm and is compared to identically-prepared standard and blank solutions
Cr-Dis | FAAS-AAc-D | mg/l | Chromium - Dissolved | Direct Air-Acetylene Flame Atomic Absorption Spectrometry (Magnesium) | Spectroscopy | SM 3111 B | APHA 2012 | A sample is filtered in the field through a 0.45 µm membrane filter and preserved with 0.2% nitric acid. To the sample aliquot, add bromine water and warm on a water bath until the colour disappears. The absorbance is then measured spectrometrically at 358.0 nm and the concentration is compared to identically-prepared standard and blank solutions, using air-acetylene oxidising flame.
Cr-Dis | ICP-AES | mg/l | Chromium - Dissolved | Inductively Coupled Plasma (ICP) Method | Spectroscopy | SM 3120 B | APHA 2012 | The sample is filtered in the field through a 0.45 µm membrane filter and preserved with nitric acid. The sample aliquot is aspirated and the emission is measured at 267.7 nm and compared to identically-prepared standard and blank solutions.
Cr-Dis | ICP-MS | mg/l | Chromium - Dissolved | Inductively-Coupled Plasma Mass Spectrometry | Spectroscopy | SM 3125 B | APHA 2012 | The sample is filtered in the field through a 0.45 µm membrane filter and preserved with nitric acid. The sample aliquot is aspirated into an argon-based, high temperature radio frequency plasma. The sample is dissolved, atomised and ionised. These ions are extracted from the plasma through a vacuum interface and separated on the basis of their mass to charge ratio by a mass spectrometer. The ions are counted by an electron multiplier detector and the resulting information processed by a computer database system and compared to identically-prepared standard and blank solutions.
Cr-Tot | AAS-E | mg/l | Chromium - Total | Electrothermal Atomic Absorption Spectrometric Method | Spectroscopy | SM 3113 B | APHA 2012 | Use graphite furnace AAS at wavelength 357.9 nm to measure chromium.
Cr-Tot | AAS-E-NA-AR | mg/l | Chromium - Total | Electrothermal Atomic Absorption Spectrometric Method with HNO3 or HNO3+3HCl Digestion | Spectroscopy | SM 3113 B | APHA 2012 | A sample is preserved in the field with nitric acid. The shaken sample aliquot is digested in nitric acid or aqua regia. The aliquot is then heated, usually in three stages in a graphite furnace or an electrically heated atomiser where: the first stage, a low current is applied to dry the sample; the second stage chars the sample by destroying the organic matter and volatilises other matrix compounds; finally, the third stage applies a high current which heats the tube to incandescence and atomises the chromium to be determined. The absorbance of the resultant ground state atoms is measured at 357.9 nm and is compared to identically-prepared standard and blank solutions.
Cr-Tot | FAAS-AAc-D-NA | mg/l | Chromium - Total | Direct Air-Acetylene Flame Atomic Absorption Spectrometry with HNO3 Digestion | Spectroscopy | SM 3111 B | APHA 2012 | A sample is preserved in the field with nitric acid. Digest the sample aliquot at pH of 1.6 (usual pH if sample is preserved with 0.2% nitric acid) with nitric acid then add bromine water to the sample aliquot and warm on water bath until the colour disappears. The sample aliquot is aspirated and the absorbance is measured at a wavelength of 358.0 nm and compared to identically-prepared chromium standard and blank solutions, using a C2H2-air reducing flame.
Cr-Tot | ICP-AES-Dgs | mg/l | Chromium - Total | Inductively Coupled Plasma (ICP) Method (Total Metals after Rigorous Digestion) | Spectroscopy | SM 3120 B | APHA 2012 | A sample is preserved in the field with diluted mineral acid. The sample aliquot is digested with aqua regia and evaporated to near dryness. The residue is dissolved in concentrated HCl and diluted to one-fifth of the aliquot original volume. The emission is measured spectrometrically at 267.7 nm and compared to identically-prepared standard and blank solutions.
Cr-Tot | ICP-AES-Xtr | mg/l | Chromium - Total | Inductively Coupled Plasma (ICP) Method (Extractable/Recoverable Metals) | Spectroscopy | SM 3120 B, 3030 C | APHA 2012 | A sample is preserved in the field with nitric acid. The sample aliquot is digested with concentrated nitric acid or aqua regia, concentrated appropriately and aspirated from an autosampler. The emission is measured at 267.7 nm and compared to identically-prepared standard and blank solutions.
Cr-Tot | ICP-MS | mg/l | Chromium - Total | Inductively-Coupled Plasma Mass Spectrometry | Spectroscopy | SM 3125 B | APHA 2012 | The sample is preserved in the field with nitric acid. The sample is aspirated into an argon-based, high temperature radio frequency plasma. The sample is dissolved, atomised and ionised. These ions are extracted from the plasma through a vacuum interface and separated on the basis of their mass to charge ratio by a mass spectrometer. The ions are counted by an electron multiplier detector and the resulting information processed by a computer database system and compared to identically-prepared standard and blank solutions.
Cr-Tot | ICP-MS-CVD | mg/l | Chromium - Total | Inductively-Coupled Plasma Mass Spectrometry with Closed Vessel Digestion | Spectroscopy | SM 3125 B | APHA 2012 | Water samples are preserved at 2% nitric acid and digested overnight at 60°C in a closed vessel. The resulting solution is analyzed by ICP-MS.
Cr-Tot | ICP-SFMS-CVD | mg/l | Chromium - Total | Inductively-Coupled Plasma Sector Field Mass Spectrometry with Closed Vessel Digestion | Spectroscopy | SM 3125 B | APHA 2012 | Closed Vessel Digestion - The whole water sample is collected, preserved with 2% H2NO3, and stored in a HDPE or Teflon bottle. The sample is digested "in-bottle" in a convection oven at 60°C for 16 hours. The sample is cooled and introduced to an inductively coupled argon plasma-sector field mass spectrometer (ICP-SFMS) by pneumatic nebulization. Each respective element is measured at a specific mass to charge ratio, m/z value expressed in amu (atomic mass units), and at a specified instrument resolution. LR: Low Resolution ~ 300, MR: Mid Resolution ~ 4000 and HR : High Resolution ~ 10000
Cr-VI | COL-DPC | mg/l | Chromium - Hexavalent | Colorimetric Method (Cr) | Colorimetry | SM 3500-Cr B | APHA 2012 | A sample is preserved in the field with mineral acid. The sample aliquot is mixed with diphenylcarbazide in an acid solution. A red-violet colour is produced. (The reaction is very sensitive as the absorbancy index per gram of chromium is approximately 40,000 at 540 nm). The absorbance is measured and compared to identically-prepared standard and blank solutions, ensuring the blank is subtracted, at a wavelength of 540 nm. Note: If the solution is turbid, take an absorbance reading before adding the diphenylcarbazide reagent and correct the absorbance reading of the final coloured solution. Interferences: Hexavalent molybdenum and mercury salts will form a colour with the reagent but the intensities are much lower than chromium at the specified pH (concentration of molybdenum and mercury up to 200 mg/L can be tolerated); vanadium interferes if the concentration is 10 times greater than chromium.
Cr-VI | Cr-COL-PHOT | mg/l | Chromium - Hexavalent | Palintest Photometer Method - Chromium (CHROMICOL) | Colorimetry | PHOT.55.AUTO | PALINTEST 2013 | In the Palintest Chromicol method, hexavalent chromium salts in acidic conditions react with diphenylcarbazide to give a purple coloured complex. This provides a measure of the hexavalent chromium (Cr-VI) present in the sample. Fill round test tube to the 10 ml mark. Add one Chromicol No.1 tablet, crush and mix to dissolve. Add one Chromicol No.2 tablet, crush and mix to dissolve. Stand for 10 minutes without disturbing the solution to allow full colour development and to enable any undissolved particles to settle. Take photometer reading in usual manner.
Cr-VI | ICP-AES | mg/l | Chromium - Hexavalent | Inductively Coupled Plasma (ICP) Method | Spectroscopy | SM 3120 B | APHA 2012
Cr-VI | JSA1998-K0102-65.2.5 | mg/l | Chromium - Hexavalent | Inductively-Coupled Plasma Mass Spectrometry for Hexavalent Chromium (JSA 1998) | Spectroscopy | JIS K 0102 65.2.5 | JSA 1998 | Pretreat a sample, add an internal standart substance, spray it into an inductively coupled plasma through the sample introducing part, measure the ionic current in each number of mass/electric charges of the chromium and internal standard substance and find the ratio between ionic current of chromium and that of internal standard substance to determine concentration of chromium (VI).
CRYH | LLE-HPLC-FD-UVD | µg/l | 1,2-Benzophenanthrene | Liquid-Liquid Extraction High Performance Liquid Chromatography and Fluorescence/UV-Detector | Chromatography | SM 6440 B | APHA 2012 | Mark the water meniscus on the side of the sample bottle for later determination of volume. Pour entire sample into a 2-L separatory funnel and extract. Separation and clean-up is by means of a silica-gel column. Add 4mL acetonitrile and concentrate the extract in a 95-100°C water bath using a micro-Snyder column. Rinse column with 0.2 mL acetonitrile. Adjust final extract volume to 1.0mL. After the operating conditions are met, proceed with calibration and sample analysis. If the internal standard calibration procedure is being used, add internal standard to sample extract and mix thoroughly. Immediately inject 5 to 25µL sample extract or standard into HPLC using a high pressure syringe or constant-volume sample injection loop. Record volume injected to nearest 0.1 µL and resulting peak size in area or peak height units. Re-equilibrate HPLC column at initial gradient conditions for at least 10 minutes between injections. Identify compounds in sample by comparing peak retention times with peaks of standard chromatograms.
Cu-Dis | AAS-E | mg/l | Copper - Dissolved | Electrothermal Atomic Absorption Spectrometric Method | Spectroscopy | SM 3113 B | APHA 2012 | The sample is preserved in the field with nitric acid. The sample aliquot is heated, usually in three stages in a graphite furnace or an electrically heated atomiser in which: first, a low current is applied to dry the sample; the second stage chars the sample by destroying the organic matter and volatilises other matrix compounds; finally, the third stage applies a high current which heats the tube to incandescence and atomises the copper to be determined. The absorbance of the resultant ground state atoms is measured at 324.7 nm and is compared to identically-prepared standard and blank solutions.
Cu-Dis | COL-DDTC | mg/l | Copper - Dissolved | Colourimetry - DDTC method | Colorimetry |  | Chalmers and Dick 1965 | A sample is filtered in the field through a 0.45 µm membrane filter and preserved with nitric acid. The sample aliquot is extracted in a 20% solution of acetylacetone in chloroform to remove the iron interference. Discard the organic phase. The pH of the aqueous phase is adjusted to 10 with an ammonium hydroxide solution. Precipitate all copper by drop-wise addition of sodium diethyldithiocarbamate (DDTC) and extract with three portions of 5:2 mixture of chloroform and acetone. Dilute the combined extracts with chloroform, mix and measure the wavelength in a one cm cell or longer at 440 nm against a blank (the colour is stable for two hours). Compared to identically-prepared standard and blank solutions, using an air-acetylene oxidizing flame.
Cu-Dis | FAAS-AAc-D | mg/l | Copper - Dissolved | Direct Air-Acetylene Flame Atomic Absorption Spectrometry (Magnesium) | Spectroscopy | SM 3111 B | APHA 2012 | A sample is filtered in the field through a 0.45 µm membrane filter and preserved with nitric acid. The sample aliquot is aspirated and the absorbance is measured spectrometrically at 324.7 nm and compared to identically-prepared standard and blank solutions, using an air-acetylene oxidizing flame.
Cu-Dis | FAAS-AAc-E | mg/l | Copper - Dissolved | Extraction/Air-Acetylene Flame Atomic Absorption Spectrometry | Spectroscopy | SM 3111 C | APHA 2012 | A sample is filtered in the field through a 0.45 µm membrane filter and preserved with nitric acid. The pH of the sample aliquot is adjusted to 4.75 with a buffer solution. Ammonium pyrrolidine dithiocarbamate (APDC) solution is added to the aliquot then extracted with a methyl isobutyl ketone (MIBK) solution. The solvent layer (See Appendix 2) is aspirated at the wavelength of 324.7 nm and compared to identically-prepared standard and blank solutions, using an air-acetylene oxidizing flame.
Cu-Dis | ICP-AES | mg/l | Copper - Dissolved | Inductively Coupled Plasma (ICP) Method | Spectroscopy | SM 3120 B | APHA 2012 | A sample is filtered in the field through a 0.45 µm filter paper and preserved with nitric acid. The sample aliquot is aspirated and the emission is measured at 324.7 nm and compared to identically-prepared standard and blank solutions.
Cu-Dis | ICP-AES-Xtr | mg/l | Copper - Dissolved | Inductively Coupled Plasma (ICP) Method (Extractable/Recoverable Metals) | Spectroscopy | SM 3120 B, 3030 C | APHA 2012 | A sample is filtered in the field through a 0.45 µm membrane filter and preserved with nitric acid. The sample aliquot is concentrated appropriately and aspirated from an autosampler. The emission is measured at 324.7 nm and compared to identically-prepared standard and blank solutions.
Cu-Dis | ICP-MS | mg/l | Copper - Dissolved | Inductively-Coupled Plasma Mass Spectrometry | Spectroscopy | SM 3125 B | APHA 2012 | A sample is filtered in the field through a 0.45 µm membrane filter and preserved with nitric acid. A sample aliquot is aspirated into an argon-based, high temperature radio frequency plasma. The sample is dissolved, atomised and ionised. These ions are extracted from the plasma through a vacuum interface and separated on the basis of their mass to charge ratio by a mass spectrometer. The ions are counted by an electron multiplier detector and the resulting information processed by a computer database system and compared to identically-prepared standard and blank solutions.
Cu-Tot | AAS-E-NA-AR | mg/l | Copper - Total | Electrothermal Atomic Absorption Spectrometric Method with HNO3 or HNO3+3HCl Digestion | Spectroscopy | SM 3113 B | APHA 2012 | The sample is preserved in the field with nitric acid. A sample aliquot is digested in nitric acid or aqua regia. The digest is then heated, usually in three stages in a graphite furnace or an electrically heated atomiser where: first, a low current is applied to dry the sample; the second stage chars the sample by destroying the organic matter and volatilises other matrix compounds; finally, the third stage applies a high current which heats the tube to incandescence and atomises the copper to be determined. The absorbance of the resultant ground state atoms is measured at 324.7 nm and is compared to identically-prepared standard and blank solutions.
Cu-Tot | COL-BCS | mg/l | Copper - Total | Bathocuproine Method | Colorimetry | SM 3500-Cu C | APHA 2012 | A sample is preserved in the field with nitric acid. To the sample aliquot, blank and standard solutions, add HCl, hydroxylamine hydrochloride, sodium citrate and bathocuproine disulphonate (2,9-dimethyl-4,7-diphenyl-1,10-phenanthrolinedisulphonic acid, disodium salt). An orange complex develops; the solution is then passed through a cell and the absorbance is measured at 484 nm and compared to identically-prepared standard and blank solutions.
Cu-Tot | Cu-COL-PHOT | mg/l | Copper - Total | Palintest Photometer Method - Copper (COPPERCOL) | Colorimetry | PHOT.10.AUTO | PALINTEST 2013 | In the Palintest Coppercol method, copper salts are reduced to the cuprous form and then reacted with a 2,2 Biquinoline-4,4-dicarboxylic salt to form a purple coloured complex. Fill test tube with sample to the 10 ml mark. Add one Coppercol No 1 tablet, crush and mix to dissolve. Take photometer reading in usual manner.
Cu-Tot | FAAS-AAc-D-NA | mg/l | Copper - Total | Direct Air-Acetylene Flame Atomic Absorption Spectrometry with HNO3 Digestion | Spectroscopy | SM 3111 B | APHA 2012 | A sample is preserved in the field with nitric acid. The sample aliquot is digested in nitric acid. The digest is aspirated and the absorbance is measured spectrometrically at 324.7 nm and compared to identically-prepared standard and blank solutions, using an air-acetylene oxidizing flame.
Cu-Tot | FAAS-AAc-E-NA | mg/l | Copper - Total | Extraction/Air-Acetylene Flame Atomic Absorption Spectrometry with HNO3 digestion | Spectroscopy | SM 3111 C | APHA 2012 | A sample is preserved in the field with nitric acid. The sample aliquot is digested in nitric acid. The pH of the digest is adjusted to 4.7 with a buffer solution. Ammonium pyrrolidine dithiocarbamate (APDC) solution is added to the digest and then extracted with a methyl isobutyl ketone (MIBK) solution. The solvent layer (See Appendix 5) is aspirated at the wavelength of 324.7 nm and compared to identically-prepared standard and blank solutions, using an air-acetylene oxidizing flame.
Cu-Tot | FAAS-APr-D-NA | mg/l | Copper - Total | Direct Air-Propane Flame Atomic Absorption Spectrometry with HNO3 Digestion | Spectroscopy | SM 3111 B | APHA 2012 | A sample is preserved in the field with nitric acid. The sample aliquot is digested in nitric acid. The digest is aspirated and the absorbance is measured spectrometrically at 324.7 nm and compared to identically-prepared standard and blank solutions, using an air-propane oxidizing flame.
Cu-Tot | ICP-AES-Dgs | mg/l | Copper - Total | Inductively Coupled Plasma (ICP) Method (Total Metals after Rigorous Digestion) | Spectroscopy | SM 3120 B | APHA 2012 | A sample is preserved in the field with diluted mineral acid. The sample aliquot is digested in an aqua regia solution and evaporated to near dryness. The residue is dissolved in concentrated HCl and diluted to one-fifth of the aliquot original volume. The emission is measured spectrometrically at 324.7 nm and compared to identically-prepared standard and blank solutions.
Cu-Tot | ICP-AES-Xtr | mg/l | Copper - Total | Inductively Coupled Plasma (ICP) Method (Extractable/Recoverable Metals) | Spectroscopy | SM 3120 B, 3030 C | APHA 2012 | A sample is preserved in the field with nitric acid. The sample aliquot is digested in nitric acid or aqua regia, concentrated appropriately, and aspirated from an autosampler. The emission is measured spectrometrically at 324.7 nm and compared to identically-prepared standard and blank solutions.
Cu-Tot | ICP-MS | mg/l | Copper - Total | Inductively-Coupled Plasma Mass Spectrometry | Spectroscopy | SM 3125 B | APHA 2012 | A sample is preserved in the field with nitric acid. The sample aliquot is aspirated into an argon-based, high temperature radio frequency plasma. The sample is dissolved, atomised and ionised. These ions are extracted from the plasma through a vacuum interface and separated on the basis of their mass to charge ratio by a mass spectrometer. The ions are counted by an electron multiplier detector and the resulting information processed by a computer database system and compared to identically-prepared standard and blank solutions.
Cu-Tot | ICP-MS-CVD | mg/l | Copper - Total | Inductively-Coupled Plasma Mass Spectrometry with Closed Vessel Digestion | Spectroscopy | SM 3125 B | APHA 2012 | Water samples are preserved at 2% nitric acid and digested overnight at 60°C in a closed vessel. The resulting solution is analyzed by ICP-MS.
Cu-Tot | ICP-SFMS-CVD | mg/l | Copper - Total | Inductively-Coupled Plasma Sector Field Mass Spectrometry with Closed Vessel Digestion | Spectroscopy | SM 3125 B | APHA 2012 | Closed Vessel Digestion - The whole water sample is collected, preserved with 2% H2NO3, and stored in a HDPE or Teflon bottle. The sample is digested "in-bottle" in a convection oven at 60°C for 16 hours. The sample is cooled and introduced to an inductively coupled argon plasma-sector field mass spectrometer (ICP-SFMS) by pneumatic nebulization. Each respective element is measured at a specific mass to charge ratio, m/z value expressed in amu (atomic mass units), and at a specified instrument resolution. LR: Low Resolution ~ 300, MR: Mid Resolution ~ 4000 and HR : High Resolution ~ 10000
DBA | LLE-HPLC-FD-UVD | µg/l | 1,2:5,6-Dibenzoanthracene | Liquid-Liquid Extraction High Performance Liquid Chromatography and Fluorescence/UV-Detector | Chromatography | SM 6440 B | APHA 2012 | Mark the water meniscus on the side of the sample bottle for later determination of volume. Pour entire sample into a 2-L separatory funnel and extract. Separation and clean-up is by means of a silica-gel column. Add 4mL acetonitrile and concentrate the extract in a 95-100°C water bath using a micro-Snyder column. Rinse column with 0.2 mL acetonitrile. Adjust final extract volume to 1.0mL. After the operating conditions are met, proceed with calibration and sample analysis. If the internal standard calibration procedure is being used, add internal standard to sample extract and mix thoroughly. Immediately inject 5 to 25µL sample extract or standard into HPLC using a high pressure syringe or constant-volume sample injection loop. Record volume injected to nearest 0.1 µL and resulting peak size in area or peak height units. Re-equilibrate HPLC column at initial gradient conditions for at least 10 minutes between injections. Identify compounds in sample by comparing peak retention times with peaks of standard chromatograms.
DOC | DOC-COL-UV | mg/l | Dissolved Organic Carbon | Colourimetry with UV oxidation (DOC) | Colorimetry |  | Gravelet-Blondin et al, 1980 | The sample stream is segmented with CO2-free air, acidified, heated and sparged with nitrogen gas to remove the inorganic carbon. After re-sampling and air segmentation, persulphate and mercury(II) nitrate solutions are added and the mixed liquid stream is pumped through a quartz coil where it is exposed to a low intensity ultraviolet light, used as a source of energy. This process oxidizes the dissolved organic carbon to CO2 which by means of a gas permeable silicon membrane is dissolved in a weakly buffered thymol blue indicator solution. The colour change of the acid-base indicator is measured at 590 nm and is proportional to the concentration of dissolved organic carbon in a water sample.
DOC | HTC-NDI | mg/l | Dissolved Organic Carbon | High Temperature Combustion Method with Non-dispersive Infrared Analyzer | Spectroscopy | SM 5310 B | APHA 2012 | A sample is filtered in the field through a 0.45 µm membrane filter. A small volume is injected into a combustion tube at 950°C containing Cobalt oxide on asbestos. The resulting CO2 is measured by an IR analyzer and compared with organic carbon standard and blank solutions to give the total dissolved C (DC). An identical volume is injected into a combustion tube at 150°C containing 85% H3PO4 on quartz chips. The resulting CO2 (DIC) is measured by an IR analyzer and compared to identically-prepared inorganic carbon standard and blank. The dissolved organic C (DOC) is calculated by difference.~r~n~r~nDOC = DC - DIC
DOC | HTC-NDI-Auto | mg/l | Dissolved Organic Carbon | High-Temperature Combustion Method with Automated Non-dispersive Infrared Analyzer | Spectroscopy | SM 5310 B | APHA 2012 | Total dissolved carbon is analyzed by injecting a filtered whole water sample onto a platinum catalyst packed combustion tube kept at 680°C. The CO2 formed, which is proportional to the total dissolved carbon in the sample, is measured on a non-dispersive infrared detector. Dissolved inorganic carbon is then analyzed by injecting an identical filtered whole water sample into an inorganic reaction vessel containing 25% phosphoric acid. The CO2 formed represents the dissolved inorganic carbon in the sample and is determined by a non-dispersive infrared detector. Calculation of the dissolved organic carbon is obtained by subtracting the dissolved inorganic carbon from the total dissolved carbon.~r~n~r~nDOC = DC - DIC
DOC | NDI-BECK915 | mg/l | Dissolved Organic Carbon | Non-dispersive Infrared Spectroscopy (Beckman 915 TOC Analyzer) | Spectroscopy | STAR 226 | Environment Canada 2007 | A Beckman 915 Total Organic Carbon (TOC) analyzer.
DOC | NDI-BO | mg/l | Dissolved Organic Carbon | Infrared analysis - Burning Oxidation | Spectroscopy | JIS K 0102 22.1 | JSA 1998 | Inject a small amount of filtered sample into a high-temperature measuring tube for total carbon together with carbon dioxide-free air or oxygen. The organic carbon (organic matter) and inorganic carbon (mostly carbonate) in the sample convert to carbon dioxide which is measured in a non-dispersive infrared gas analyzer to find the Total Carbon (TC). Inject a separate sample into a measuring tube for inorganic carbon, which has been kept at a temperature that is low enough not to decompose the organic matter. Measure the carbon dioxide to find the Total Inorganic Carbon (TIC). Subtract TIC from TC to get Total Organic Carbon (TOC).
EC | EC-CAL | µS/cm | Electrical Conductance | Calculated Theoretical Conductivity | Calculation | ENV 2355 | Environment Canada 2007
EC | EC-CND | µS/cm | Electrical Conductance | Electrometer at 20°C | Electrochemical Analysis |  |  | Specific Conductance of a solution is the ability of the solution to carry electric current and has some relationship to the Total Ionic Concentration of the solution. The sample temperature is brought to 20°C and the aliquot is measured electrometrically.
EC | EC-CND-FLD | µS/cm | Electrical Conductance | Conductivity Meter - Field measurement | Electrochemical Analysis
EC | EC-CND-Ni | µS/cm | Electrical Conductance | Conductivity-Temperature Meter using Nickel Electrode (at 25°C) | Electrochemical Analysis | ENV 33 | Environment Canada 2007 | Specific conductance is measured in situ with a battery operated Conductivity-Temperature Meter, employing nickel electrodes in the four-electrode configuration with integral temperature sensor- compensator and internal calibration standards. The accuracy is ±2.5%.
EC | EC-CND-Pt | µS/cm | Electrical Conductance | Laboratory Method using Platinum Electrode (at 25°C) | Electrochemical Analysis | SM 2510 B | APHA 2012 | Specific Conductance of a solution is the ability of the solution to carry electric current and has some relationship to the Total Ionic Concentration of the solution.~r~n The specific conductance is measured, using a radiometer CDM 83, automatic ranging conductivity meter and a radiometer type CDC 334 jacketed platinum electrode. A one-gallon water bath, with a HAAKE Model E52 temperature controller/circulation pump (or equivalent), accurately maintains the temperature bath at 25°C (± 0.1°C) and continually circulates water through the cell jacket. The sample aliquot is drawn into the conductivity cell via a vacuum and specific conductivity is read directly from the meter after a fifteen second temperature stabilization period. The radiometer is calibrated on a per use basis.~r~n The method detection limit is 0.2 µS/cm.~r~n 1 umho/cm = 1 µsie/cm. 1 µS/cm
EC | EC-CND-Pt-AMB | µS/cm | Electrical Conductance | Laboratory Method using Platinum Electrode (at Ambient Temperature) | Electrochemical Analysis | SM 2510 B | APHA 2012 | Specific conductance is measured by a conductivity meter with Pt electrodes at the sample temperature (uncorrected).
EC | FCS-CND | µS/cm | Electrical Conductance | Field Conductivity Sensor | Electrochemical Analysis | NFM 6.3 | USGS 1998 | In situ measurement generally is preferred for determining the conductivity of surface water; downhole or flowthrough-chamber measurements are preferred for ground water
ECOLI | ECOLI-MF-mTEC-mod | 1/100 ml | Escherichia Coli | Membrane Filtration with Modified mTEC Method | Estimation | 9213 D.3b | APHA 2012 | Filter sample through a membrane filter (see SM 9222), place membrane on modified mTEC agar, incubate at 35 +/- 0.5°C for 2h to rejuvenate injured or stressed bacteria, and then incubate at 44.5 +/- 0.2°C for 22h. After incubation, count red or magenta colonies (E. coli) using a fluorescent lamp and a magnifying lens. Verify a portion of these differentiated colonies via a commercial multi-test system [see SM 9222B.4f2)b)].
ECOLI | ESCT | 1/100 ml | Escherichia Coli | Enzyme Substrate Coliform Test | Colorimetry | SM 9223 B | APHA 2012 | After 100 mL of a sample is added to one of the following media (a MMO-MUG culture medium, an ONPG-MUG culture medium with added IPTG, an XGaL-MUG culture medium, or an XGaL-MUG culture medium with added pyruvic acid), 5 tubes of the medium and test sample are mixed. Then, the sample is incubated for 24 hours. After incubation, the sample is irradiated with ultraviolet light with a wavelength of 366 nm from a UV lamp to verify the presence of fluorescence. The sample is judged positive if the fluorescence of the culture medium is stronger than a colorimetric solution of appropriate medium and negative if the fluorescence is weaker. It is sought the most probable number corresponding to the dilution of the test water.
ECOLI | ESCT-COLILERT | 1/100 ml | Escherichia Coli | Colilert Quanti-Tray | Colorimetry | SM 9223 B | APHA 2012 | After 24 hours incubation at 35 °C, the presence of E.coli are identified from their enzyme beta-glucuronidase. Measure the presence of its fluorescent enzymatic decomposition product at 366 nm wavelength
ECOLI | ESCT-Qual | 1/100 ml | Escherichia Coli | Enzyme Substrate Coliform Test (Qualitative) | Colorimetry | SM 9223 B | APHA 2012 | After 100 mL of a sample is added to one of the following media (a MMO-MUG culture medium, an ONPG-MUG culture medium with added IPTG, an XGaL-MUG culture medium, or an XGaL-MUG culture medium with added pyruvic acid), the test container is immediately sealed and shaken in order to dissolve and mix the culture medium. Then, the sample is incubated for 24 hours. After incubation, the sample is irradiated with ultraviolet light with a wavelength of 366 nm from a UV lamp to verify the presence of fluorescence. The sample is judged positive if the fluorescence of the culture medium is stronger than a colorimetric solution of appropriate medium, and negative if the fluorescence is weaker.
EDC | P-T-GC-FID | µg/l | 1,2-Dichloroethane | Purge and Trap Capillary-Column Gas Chromatographic Method with Flame Ionization Detector | Chromatography | SM 6200 C | APHA 2012 | Purge-and-trap gas chromatography using a capillary column and flame ionization detection. A 5.0 mL water sample is purged with nitrogen and released volatiles are adsorbed onto a Tenax No3 GC trap. Analytes are thermally desorbed onto a PE-502.2 capillary column into a flame ionization detector. Identification and quantification are performed according to retention times and peak area using a multi-point calibration curve. Confirmation is achieved using a second capillary column, such as PE-5 or PE-1301.
ETBZ | P-T-GC-FID | µg/l | Ethylbenzene | Purge and Trap Capillary-Column Gas Chromatographic Method with Flame Ionization Detector | Chromatography | SM 6200 C | APHA 2012 | Purge-and-trap gas chromatography using a capillary column and flame ionization detection. A 5.0 mL water sample is purged with nitrogen and released volatiles are adsorbed onto a Tenax No3 GC trap. Analytes are thermally desorbed onto a PE-502.2 capillary column into a flame ionization detector. Identification and quantification are performed according to retention times and peak area using a multi-point calibration curve. Confirmation is achieved using a second capillary column, such as PE-5 or PE-1301.
FECALCOLI | FCOLI-MF | 1/100 ml | Fecal Coliform | Thermotolerant (Fecal) Coliform Membrane Filter Procedure | Estimation | SM 9222 D | APHA 2012 | Elevated temperature distinguishes faecal coliforms from total coliforms. Minor variations in analytical techniques can cause change in analytical results; therefore microbiological methods and sterilising procedures must be standardized to obtain uniform results from different laboratories. Method 1: Filter a volume of sample (to yield counts of 20 to 80 faecal coliform colonies), rinse with sterile water between filtration; analyse a blank membrane filter and a duplicate sample after every 10 samples. Place a sterile absorbing pad in each culture dish and saturate with M-FC medium. Place the prepared filter on medium pad, insert in waterproof container and incubate by placing in a plastic bag and immerge in a water bath at 44.5°C ± 0.2°C for 24 hours. Colonies produced by faecal coliform bacteria on M-FC medium are various shades of blue (nonfaecal coliform colonies are grey to cream coloured.). Count colonies on membrane filters using a 10 to 15 times magnifying binocular wide field microscope, with a cool white fluorescent light. Count coliforms based on 100 mL of sample. Method 2: A measured volume of water sample is filtered through a sterile cellulose ester membrane where the pore size is small enough to retain the organisms to be enumerated. The membrane is placed on an absorbent pad saturated with membrane lauryl sulphate broth (containing lactose and phenol red as indicator of acidity) and incubated 4 hours at 30°C then 14 hours at 44°C. The colonies of organism with characteristic colour and morphology are counted with subsequent confirmation of the ability to produce acid and gas from the lactose broth and indole formation from tryptophan broth. The results are expressed in number per 100 mL of sample.
FECALCOLI | MTF-OECP | 1/100 ml | Fecal Coliform | Multiple-Tube Fermentation Technique (Fecal Coliform Procedure) | Estimation | SM 9221 E | APHA 2012 | Elevated temperature distinguishes fecal coliforms from total coliforms. Minor variations in analytical techniques can cause change in analytical results; therefore microbiological methods and sterilising procedures must be standardized to obtain uniform results from different laboratories. Use sufficient EC medium in fermentation tubes and incubate at 20°C overnight before use; discard tubes with growth or bubbles. Arrange fermentation tubes in rows of five or ten each in test tube rack. For potable water, use five 20 mL portions, ten 10 mL portions tubes or a single 100 mL portion. For non-potable water, use five tubes per dilution (10, 1.0, 0.1 mL, etc). Shake sample well, inoculate and mix test tubes in the medium by gentle agitation. Incubate inoculated tubes or bottles at 44.5°C ± 0.2°C. Gas production with growth in an EC broth culture tube within 24 hours ± 2 hours or less is considered positive faecal coliform reaction. If absent, re-incubate for another 24 hours. The absence of acidic reaction or gas formation constitutes a negative test. Gently shake or rotate the tubes/bottles to re-suspend the organisms. With a sterile loop, transfer one or more loopfuls of culture to the fermentation tube containing brilliant green lactose bile broth (or insert a sterile applicator into the culture, quickly remove and insert to the bottom of fermentation tube containing the broth. Remove and discard applicator). Repeat for all positive presumptive tubes. Incubate at 44.5°C ± 0.2°C. Formation of gas at any time within 48 hours ± 3 hours constitutes a positive confirmed phase. Failure to produce gas (with little or no growth) constitutes a negative reaction. Calculate from the number of positive EC broth tubes.
FECALCOLI | Wag-WE10050 | 1/100 ml | Fecal Coliform | Potaflex Microbiological Water Testing Kit | Estimation | Wag-WE10050 | Wagtech 2013 | WTW Potatest based on membrane filtration.
Fe-Dis | AAS-E | mg/l | Iron - Dissolved | Electrothermal Atomic Absorption Spectrometric Method | Spectroscopy | SM 3113 B | APHA 2012 | A sample is preserved in the field with nitric acid. The sample aliquot is heated, usually in three stages, in a graphite furnace or an electrically heated atomiser where: in the first stage, a low current is applied to dry the sample; the second stage chars the sample by destroying the organic matter and volatilises other matrix compounds; finally, the third stage applies a high current which heats the tube to incandescence and atomises the iron to be determined. The absorbance of the resultant ground state atoms is measured at 248.3 nm by Flameless Atomic Absorption and is compared to identically-prepared standard and blank solutions.
Fe-Dis | COL-TPTZ-DIS | mg/l | Iron - Dissolved | Colorimetry with TPTZ (Dissolved) | Colorimetry | NAQ 26102 | Environment Canada 1988 | A sample is filtered in the field through a 0.45 µm membrane filter and preserved with nitric acid. The sample aliquot is mixed with HCl solution, followed by hydroxylamine hydrochloride (NH2OH.HCl) solution (reducing ferric to ferrous ions). This solution is mixed with TPTZ (2,4,6-tripyridyl-s-triazine) solution, then buffered at 4.75. The resulting violet colour is spectrometrically measured at 588 nm and compared to identically-prepared standard and blank solutions. Alternatively (Russian methods), the sample aliquot with HCl and hydroxylamine hydrochloride is boiled for 15-20 minutes, then cooled and neutralized with ammonia solution. A buffer solution with pH 3 and 1,10-phenanthroline solution are added. The resulting pink colour is spectrometrically measured at 510 nm and compared to identically prepared standard and blank solutions.~r~n Interference: Precipitable organic compounds, or high concentrations of copper, nickel, and/or cobalt.
Fe-Dis | CPL-PHEN | mg/l | Iron - Dissolved | Phenanthroline Method | Colorimetry | SM 3500-Fe B | APHA 2012 | Immediately after collection filter sample through a 0.45µm membrane filter into a vacuum flask containing 1mL concentrated HCL/100mL sample. Analyze filtrate for total dissolved iron. Prepare a series of standards by pipetting calculated volumes of standard iron solutions to measure 1-10µg portions into 125mL Erlenmeyer flasks and diluting to 50mL by adding measured volumes of water. Add 2mL concentrated HCl and 1mL NH2OH.HCl solution. For visual comparison, prepare a set of at least 10 standards, ranging from 1-100µg Fe in the final 100mL volume. Compare colours in 100mL tall-form Nessler tubes.
Fe-Dis | FAAS-AAc-D | mg/l | Iron - Dissolved | Direct Air-Acetylene Flame Atomic Absorption Spectrometry (Magnesium) | Spectroscopy | SM 3111 B | APHA 2012 | A sample is filtered in the field through a 0.45 µm membrane filter and preserved with nitric acid. The sample aliquot is aspirated and the absorbance is measured spectrometrically at 248.3 nm and compared to identically-prepared standard and blank solutions, using an air-acetylene oxidizing flame.
Fe-Dis | FAAS-AAc-E | mg/l | Iron - Dissolved | Extraction/Air-Acetylene Flame Atomic Absorption Spectrometry | Spectroscopy | SM 3111 C | APHA 2012 | The sample is filtered in the field through a 0.45 µm membrane filter and preserved with nitric acid. The sample aliquot is buffered at pH of 4.75. Ammonium pyrrolidine dithiocarbamate (APDC) solution is mixed to the aliquot then extracted with a methyl isobutyl ketone (MIBK) solution. The solvent layer (See Appendix 5) is aspirated at the wavelength of 248.3 nm and compared to identically-prepared standard and blank solutions, using an air-acetylene oxidizing flame.
Fe-Dis | ICP-AES | mg/l | Iron - Dissolved | Inductively Coupled Plasma (ICP) Method | Spectroscopy | SM 3120 B | APHA 2012 | A sample is filtered in the field through a 0.45 µm membrane filter and preserved with nitric acid. The sample aliquot is aspirated and the emission is measured at 259.9 nm and compared to identically-prepared standard and blank solutions.
Fe-Dis | ICP-AES-Xtr | mg/l | Iron - Dissolved | Inductively Coupled Plasma (ICP) Method (Extractable/Recoverable Metals) | Spectroscopy | SM 3120 B, 3030 C | APHA 2012 | A sample is filtered in the field through a 0.45 µm membrane filter and preserved with nitric acid. The sample aliquot is concentrated appropriately, and aspirated from an autosampler. The emission is measured at 259.9 nm and compared to identically-prepared standard and blank solutions.
Fe-Dis | ICP-MS | mg/l | Iron - Dissolved | Inductively-Coupled Plasma Mass Spectrometry | Spectroscopy | SM 3125 B | APHA 2012 | A sample is filtered in the field through a 0.45 µm membrane filter and preserved with nitric acid. The sample aliquot is aspirated into an argon-based, high temperature radio frequency plasma. The sample is dissolved, atomised and ionised. These ions are extracted from the plasma through a vacuum interface and separated on the basis of their mass to charge ratio by a mass spectrometer. The ions are counted by an electron multiplier detector and the resulting information processed by a computer database system and compared to identically-prepared standard solutions.
Fe-Tot | COL-TPTZ-TOT | mg/l | Iron - Total | Colorimetry with TPTZ (Total) | Colorimetry | NAQ 26002 | Environment Canada 1988 | A sample is preserved in the field with nitric acid. The sample aliquot is digested with nitric acid, mixed with HCl, followed by hydroxylamine hydrochloride (NH2OH.HCl) solution (reducing ferric to ferrous ions). This solution is mixed with TPTZ (2,4,6-tripyridyl-s-triazine) solution and buffered at pH 4.75. The absorbance of the resulting violet colour is measured spectrometrically at 588 nm and compared to identically-prepared standard and blank solutions.
Fe-Tot | CPL-PHEN | mg/l | Iron - Total | Phenanthroline Method | Colorimetry | SM 3500-Fe B | APHA 2012 | The method detection limit is 0.020 mg/L.
Fe-Tot | FAAS-AAc-D-NA | mg/l | Iron - Total | Direct Air-Acetylene Flame Atomic Absorption Spectrometry with HNO3 Digestion | Spectroscopy | SM 3111 B | APHA 2012 | A sample is preserved in the field with nitric acid. The sample aliquot is digested in nitric acid, diluted appropriately, then aspirated and the absorbance is measured spectrometrically at 248.3 nm and compared to identically-prepared standard and blank solutions, using an air-acetylene oxidizing flame.
Fe-Tot | FAAS-AAc-E-NA | mg/l | Iron - Total | Extraction/Air-Acetylene Flame Atomic Absorption Spectrometry with HNO3 digestion | Spectroscopy | SM 3111 C | APHA 2012 | A sample is preserved in the field with nitric acid. The sample aliquot is digested in nitric acid. The digest is buffered to 4.75. Ammonium pyrrolidine dithiocarbamate (APDC) solution is mixed to the digest then extracted with a methyl isobutyl ketone (MIBK) solution. The solvent layer (See Appendix 5) is aspirated at the wavelength of 248.3 nm and compared to identically-prepared standard and blank solutions, using an air-acetylene oxidizing flame.
Fe-Tot | Fe-COL-PHOT | mg/l | Iron - Total | Palintest Photometer Method - Iron (Iron LR, Iron HR) | Colorimetry | PHOT.18/19.AUTO | PALINTEST 2014 | Low range (Testing range is 0 - 1.0 mg/l): The Palintest Iron LR test is based on a single tablet reagent containing 3-(2-Pyridyl)-5, 6-bis(4-phenyl-sulphonic acid)-1, 2, 4-triazine (PPST) formulated with a decomplexing/reducing agent in an acid buffer. Fill the test tube with sample to the 10 ml mark. Add one Iron LR tablet, crush and mix to dissolve. Stand for one minute to allow full colour development. Take photometer reading in usual manner.~r~n~r~nHigh Range (Testing range is 0 - 10 mg/l): The Palintest Iron HR test is based on a single tablet reagent containing an alkaline thioglycollate. The test is carried out simply by adding a tablet to a sample of the water under test. The thioglycollate reduces ferric iron to ferrous iron and this, together with any ferrous iron already present in the sample, reacts to give a pink coloration. Fill test tube with sample to the 10 ml mark. Add one Iron HR tablet, crush and mix to dissolve. Stand for one minute to allow full colour development. Take photometer reading in usual manner.
Fe-Tot | ICP-AES-Dgs | mg/l | Iron - Total | Inductively Coupled Plasma (ICP) Method (Total Metals after Rigorous Digestion) | Spectroscopy | SM 3120 B | APHA 2012 | A sample is preserved in the field with diluted mineral acid. The sample aliquot is digested in aqua regia solution and evaporated to near dryness. The residue is dissolved in concentrated HCl and diluted to one-fifth of the aliquot's original volume. The emission is measured at 259.9 nm and compared to identically-prepared standard and blank solutions.
Fe-Tot | ICP-AES-Xtr | mg/l | Iron - Total | Inductively Coupled Plasma (ICP) Method (Extractable/Recoverable Metals) | Spectroscopy | SM 3120 B, 3030 C | APHA 2012 | A sample is preserved in the field with nitric acid. The sample aliquot is digested in nitric acid or aqua regia, concentrated appropriately and aspirated from an autosampler. The emission is measured at 259.9 nm and compared to identically-prepared standard and blank solutions.
Fe-Tot | ICP-MS | mg/l | Iron - Total | Inductively-Coupled Plasma Mass Spectrometry | Spectroscopy | SM 3125 B | APHA 2012 | A sample is preserved in the field with nitric acid. The sample aliquot is aspirated into an argon-based, high temperature radio frequency plasma. The sample is dissolved, atomised and ionised. These ions are extracted from the plasma through a vacuum interface and separated on the basis of their mass to charge ratio by a mass spectrometer. The ions are counted by an electron multiplier detector and the resulting information processed by a computer database system and compared to identically-prepared standard and blank solutions.
Fe-Tot | ICP-MS-CVD | mg/l | Iron - Total | Inductively-Coupled Plasma Mass Spectrometry with Closed Vessel Digestion | Spectroscopy | SM 3125 B | APHA 2012 | Water samples are preserved at 2% nitric acid and digested overnight at 60°C in a closed vessel. The resulting solution is analyzed by ICP-MS.
Fe-Tot | ICP-SFMS-CVD | mg/l | Iron - Total | Inductively-Coupled Plasma Sector Field Mass Spectrometry with Closed Vessel Digestion | Spectroscopy | SM 3125 B | APHA 2012 | Closed Vessel Digestion - The whole water sample is collected, preserved with 2% H2NO3, and stored in a HDPE or Teflon bottle. The sample is digested "in-bottle" in a convection oven at 60°C for 16 hours. The sample is cooled and introduced to an inductively coupled argon plasma-sector field mass spectrometer (ICP-SFMS) by pneumatic nebulization. Each respective element is measured at a specific mass to charge ratio, m/z value expressed in amu (atomic mass units), and at a specified instrument resolution. LR: Low Resolution ~ 300, MR: Mid Resolution ~ 4000 and HR : High Resolution ~ 10000
FLAH | LLE-HPLC-FD-UVD | µg/l | Fluoranthene | Liquid-Liquid Extraction High Performance Liquid Chromatography and Fluorescence/UV-Detector | Chromatography | SM 6440 B | APHA 2012 | Mark the water meniscus on the side of the sample bottle for later determination of volume. Pour entire sample into a 2-L separatory funnel and extract. Separation and clean-up is by means of a silica-gel column. Add 4mL acetonitrile and concentrate the extract in a 95-100°C water bath using a micro-Snyder column. Rinse column with 0.2 mL acetonitrile. Adjust final extract volume to 1.0mL. After the operating conditions are met, proceed with calibration and sample analysis. If the internal standard calibration procedure is being used, add internal standard to sample extract and mix thoroughly. Immediately inject 5 to 25µL sample extract or standard into HPLC using a high pressure syringe or constant-volume sample injection loop. Record volume injected to nearest 0.1 µL and resulting peak size in area or peak height units. Re-equilibrate HPLC column at initial gradient conditions for at least 10 minutes between injections. Identify compounds in sample by comparing peak retention times with peaks of standard chromatograms.
FLRH | LLE-HPLC-FD-UVD | µg/l | 2,2'-Methylenebiphenyl | Liquid-Liquid Extraction High Performance Liquid Chromatography and Fluorescence/UV-Detector | Chromatography | SM 6440 B | APHA 2012 | Mark the water meniscus on the side of the sample bottle for later determination of volume. Pour entire sample into a 2-L separatory funnel and extract. Separation and clean-up is by means of a silica-gel column. Add 4mL acetonitrile and concentrate the extract in a 95-100°C water bath using a micro-Snyder column. Rinse column with 0.2 mL acetonitrile. Adjust final extract volume to 1.0mL. After the operating conditions are met, proceed with calibration and sample analysis. If the internal standard calibration procedure is being used, add internal standard to sample extract and mix thoroughly. Immediately inject 5 to 25µL sample extract or standard into HPLC using a high pressure syringe or constant-volume sample injection loop. Record volume injected to nearest 0.1 µL and resulting peak size in area or peak height units. Re-equilibrate HPLC column at initial gradient conditions for at least 10 minutes between injections. Identify compounds in sample by comparing peak retention times with peaks of standard chromatograms.
H-Ca | H-Ca-COL-PHOT | mg/l | Hardness - Calcium | Palintest Photometer Method - Calcium Hardness (CALCICOL) | Colorimetry | PHOT.12.AUTO | PALINTEST 2014 | The Palintest Calcium Hardness test is based on the Calcicol indicator reagent method. Calcium ions react specifically with Calcicol indicator in alkaline solution to give an orange coloration. Filter sample if necessary to obtain a clear solution. Fill the test tube with sample to the 10 ml mark. Add one Calcicol No.1 tablet, crush and mix to dissolve. Add one Calcicol No.2 tablet, crush and mix to dissolve. Stand for two minutes to allow full colour development. Take photometer reading in usual manner.~r~n Testing range is 0 - 500 mg/l CaCO3
H-Ca | H-T-CALC-Ca-Mg | mg/l | Hardness - Calcium | Hardness by Calculation | Calculation | SM 2340 B | APHA 2012
H-Ca | T-COL-EDTA-EBT | mg/l | Hardness - Calcium | Colorimetric Titration with EDTA using Eriochrome Black T as Indicator | Titration | SM 2340 C | APHA 2012 | A sample is filtered in the field through a 0.45 µm membrane filter and preserved at 4°C. Adjust the pH of the sample aliquot between 12 and 13 with 1N NaOH solution (to precipitate the magnesium), add the Eriochrome Black T indicator (See Appendix 6) and immediately titrate with the standard EDTA solution while continually stirring; the dye turns from red to its blue colour when the calcium has been removed.~r~n mg/L as CaCO3 = (A x B x 1000) / mL of sample~r~n A = mL of titrant~r~n B = mg CaCO3 equivalent to 1.00 mL of EDTA~r~n Interferences: Heavy metal concentrations in excess of 0.5 mg/L.~r~n The method detection limit is 1.0 mg/L.
HCO3 | CO2-Alk-CALC | mg/l | Hydrogencarbonate | Carbon Dioxide and Forms of Alkalinity by Calculation | Calculation | SM 4500-CO2 D | APHA 1998 | Compute the forms of alkalinity and sample pH and total alkalinity using the following equations:a. Bicarbonate alkalinity:HCO3- as mg CaCO3/L = (T - 5.9 x 10^(pH-10)) / (1 + 0.94 x 10^(pH-10))where:T = total alkalinity, mg CaCO3/Lb. Carbonate alkalinity:CO32- as mg CaCO3/L = 0.94 × B × 10(pH10)where:B = bicarbonate alkalinity, from a.c. Hydroxide alkalinity:OH- as mg CaCO3/L = 5.0 × 10(pH10)d. Free carbon dioxide:mg CO2/L = 2.0 × B × 10(6pH)where:B = bicarbonate alkalinity, from a.e. Total carbon dioxide:mg total CO2/L = A + 0.44 (2B + C)where:A = mg free CO2/L,B = bicarbonate alkalinity from a, andC = carbonate alkalinity from b.
HCO3 | HCO3-CALC | mg/l | Hydrogencarbonate | Calculated (HCO3) | Calculation |  | APHA 1967 | If PA = 0 then HCO3= 1.219*TA~r~n If PA <= TA/2 then HCO3= 1.219*(TA-2*PA)~r~n If PA > TA/2 then HCO3= 0~r~n If TA < PA then no calculations~r~n If TA = PA and Not = 0 then no calculations.~r~n PA = phenolphthalein alkalinity~r~n TA = total alkalinity~r~n The method detection limit is 0.5 mg/L.~r~n Caution: These calculated results are computed from measured analytical values according to the formula indicated. The computations may be in error if the parameters used in the calculation are subsequently edited or changed.
Hg-Dis | AAS-CV-SA-PPM-PPS | µg/l | Mercury - Dissolved | Cold-Vapor Atomic Absorption Spectrometric Method with H2SO4, KMnO4 and K2S2O8 Digestion | Spectroscopy | SM 3112 B | APHA 2012 | A sample is filtered in the field through a 0.45 µm membrane filter and preserved with potassium dichromate and sulphuric acid. The sample aliquot is digested with sulphuric acid, potassium permanganate and potassium persulphate. The mercury compounds are reduced with stannous sulphate in a hydroxylamine sulphate-sodium chloride solution to elemental mercury, then sparged from the solution with a stream of air and the absorption is measured spectrometrically, using a mercury lamp, at 253.7 nm and compared to identically-prepared standard and blank solutions.
Hg-Tot | AAS-CV-SA-PDC-UV | µg/l | Mercury - Total | Cold-Vapor Atomic Absorption Spectrometric Method with H2SO4, Cr2K2O7 and UV Digestion | Spectroscopy | SM 3112 B | APHA 2012 | The sample is preserved in the field with potassium dichromate and sulphuric acid. The shaken sample aliquot and its particulates are digested with sulphuric acid, potassium dichromate and ultra violet (UV) photo-oxidation. The mercury compounds are reduced with stannous sulphate in a hydroxylamine sulphate-sodium chloride solution to elemental mercury, then sparged from the solution with a stream of air and the absorption is measured spectrometrically, using a mercury lamp, at 253.7 nm and compared to identically-prepared standard and blank solutions. The method is applicable to surface, ground and saline waters.
Hg-Tot | AAS-CV-SA-PPM-PPS | µg/l | Mercury - Total | Cold-Vapor Atomic Absorption Spectrometric Method with H2SO4, KMnO4 and K2S2O8 Digestion | Spectroscopy | SM 3112 B | APHA 2012 | A sample is preserved in the field with potassium dichromate and sulphuric acid. The shaken sample aliquot is digested with sulphuric acid, potassium permanganate and potassium persulphate. The mercury compounds are reduced with stannous sulphate, in a hydroxylamine sulphate-sodium chloride solution, to elemental mercury, then sparged from the solution with a stream of air and the absorption is measured spectrometrically, using a mercury lamp, at 253.7 nm and compared to identically-prepared standard and blank solutions.
Hg-Tot | ICP-MS | µg/l | Mercury - Total | Inductively-Coupled Plasma Mass Spectrometry | Spectroscopy | SM 3125 B | APHA 2012 | Prepare sample in clean environment and follow manufacturer's standard operating procedure for initialization, mass calibration, gas flow optimization, and other instrument operating conditions. Apply the analytical run sequence.
H-Mg | H-T-CALC-Ca-Mg | mg/l | Hardness - Magnesium | Hardness by Calculation | Calculation | SM 2340 B | APHA 2012
H-T | H-T-CALC-Ca-Mg | mg/l | Hardness - Total | Hardness by Calculation | Calculation | SM 2340 B | APHA 2012 | Total Hardness as mg CaCO3/L = 2.497 * Ca [mg/L] + 4.117 * Mg [mg/L]
H-T | H-T-COL-PHOT | mg/l | Hardness - Total | Palintest Photometer Method - Total Hardness (HARDICOL) | Colorimetry | PHOT.15.AUTO | PALINTEST 2013 | Under the controlled conditions of the test, calcium and magnesium ions react with Hardicol indicator to produce a purple coloration. Filter sample if necessary to obtain a clear solution. Fill test tube with sample to the 10 ml mark. Add one Hardicol No.1 tablet, crush and mix to dissolve. Add one Hardicol No.2 tablet, crush and mix to dissolve. Ensure all particles are completely dissolved. Stand for two minutes to allow full colour development. Take photometer reading in usual manner.~r~n Testing range is 0 - 500 mg/l CaCO3
H-T | T-COL-EDTA-EBT | mg/l | Hardness - Total | Colorimetric Titration with EDTA using Eriochrome Black T as Indicator | Titration | SM 2340 C | APHA 2012 | If turbid, the sample aliquot is filtered through a 0.45 µm membrane filter. The titration method depends on the ability of the ethylenediamine tetraacetic acid (EDTA) and its sodium salts to form stable unionised complexes with calcium and magnesium ions. A buffer solution (NH4Cl, NH4OH, and Mg salt of EDTA) is added to a sample aliquot to adjust the pH between 10.1 - 10.2, followed by an indicator (Eriochrome Black T) (See Appendix 8) forming a pink complex. Upon titration, the EDTA removes the calcium and magnesium from the complex dye and changes the solution to its original blue colour as an end point.
H-T | T-COL-TriplexIII | mg/l | Hardness - Total | Total Hardness Test: titrimetric with titration pipette MColortest | Titration | 108047 | Merck 2013 | Calcium and magnesium ions react with an indicator to form a red complex compound. The indicator is released from this compound by titration with a solution of ethylenedinitrilotetraacetic acid disodium salt dihydrate (Titriplex III). At the titration end-point the color changes to green. The total hardness is determined from the consumption of titration solution.
IDN123CDPYR | LLE-HPLC-FD-UVD | µg/l | Indeno[1,2,3-cd]pyrene | Liquid-Liquid Extraction High Performance Liquid Chromatography and Fluorescence/UV-Detector | Chromatography | SM 6440 B | APHA 2012 | Mark the water meniscus on the side of the sample bottle for later determination of volume. Pour entire sample into a 2-L separatory funnel and extract. Separation and clean-up is by means of a silica-gel column. Add 4mL acetonitrile and concentrate the extract in a 95-100°C water bath using a micro-Snyder column. Rinse column with 0.2 mL acetonitrile. Adjust final extract volume to 1.0mL. After the operating conditions are met, proceed with calibration and sample analysis. If the internal standard calibration procedure is being used, add internal standard to sample extract and mix thoroughly. Immediately inject 5 to 25µL sample extract or standard into HPLC using a high pressure syringe or constant-volume sample injection loop. Record volume injected to nearest 0.1 µL and resulting peak size in area or peak height units. Re-equilibrate HPLC column at initial gradient conditions for at least 10 minutes between injections. Identify compounds in sample by comparing peak retention times with peaks of standard chromatograms.
MBAS | MBAS | mg/l | Anionic surface active agents | Anionic Surfactants as MBAS | Colorimetry | SM 5540 C | APHA 2012 | A sample aliquot is made alkaline (phenolphthalein as indicator), extracted with chloroform and methylene blue solutions. The colour intensity, proportional to the concentration of surfactants in the extract, is measured spectrometrically at 652 nm and compared to identically-prepared standard solutions.
Mg-Tot | FAAS-AAc-D | mg/l | Magnesium - Total | Direct Air-Acetylene Flame Atomic Absorption Spectrometry (Magnesium) | Spectroscopy | SM 3111 B | APHA 2012 | A sample is collected and preserved in the field at 4°C. The shaken sample aliquot is mixed with a LaCl3 solution and aspirated in an air-acetylene reducing flame. The absorbance is measured spectrometrically at 285.2 nm and compared to identically-prepared standard and blank solutions.
Mg-Tot | ICP-AES | mg/l | Magnesium - Total | Inductively Coupled Plasma (ICP) Method | Spectroscopy | SM 3120 B | APHA 2012 | After preparing samples and obtaining the correct operating conditions. Calibrate the instrument and analyze the samples. Analysis is done by running a calibration blank and then the actual sample. Rise for at least 60 seconds with dilute acid between samples and blanks. Analyze instrument check standard once per 10 samples. Suggested wavelength for Mg is 279.08 nm
Mg-Tot | ICP-AES-Dgs | mg/l | Magnesium - Total | Inductively Coupled Plasma (ICP) Method (Total Metals after Rigorous Digestion) | Spectroscopy | SM 3120 B | APHA 2012 | Samples are preserved with 2mL concentrated HN03 per litre. A sample aliquot is digested with HNO3 and evaporated to near dryness. The residue is taken up in HCl and again digested to near dryness. The residue is dissolved in one-tenth of the aliquot volume of deionised water. The emission is measured spectrophotometrically at 279.6 nm and compared with standard solutions.
Mg-Tot | Mg-CALC-H-Ca | mg/l | Magnesium - Total | Calculation Method (Mg) | Calculation | SM 3500-Mg B | APHA 2012 | By Calculation following Total Hardness and Total Calcium determinations.
Mg-Tot | Mg-COL-PHOT | mg/l | Magnesium - Total | Palintest Photometer Method - Magnesium (MAGNECOL) | Colorimetry | PHOT.21.AUTO | PALINTEST 2013 | The Palintest Magnecol test is based on a simple colorimetric procedure. Magnesium reacts with an organic reagent to produce an orange coloured complex. Using the measuring syringe take a 1 ml sample of the water under test. Transfer to the round test tube and make up to the 10 ml mark with deionized water. Add one Magnecol tablet, crush and mix to dissolve. Stand for five minutes to allow full colour development and the slight turbidity to clear. Take photometer reading in usual manner.~r~n~r~nTesting range is 0 - 500 mg/l
Mg-Tot | T-COL-EDTA-EBT | mg/l | Magnesium - Total | Colorimetric Titration with EDTA using Eriochrome Black T as Indicator | Titration | SM 2340 C | APHA 2012 | A sample is preserved in the field at 4°C. The pH of the sample aliquot is adjusted to 10.0 ± 0.1 with a buffer (NH4Cl, NH4OH and Mg EDTA salt) solution; an indicator, Eriochrome Black T, is added and the aliquot then is slowly titrated with EDTA within five minutes to avoid precipitation. The colour changed from a wine red to a blue colour (a fluorescent light is highly recommended to see the complete disappearance of the red). Interference: Ca ion concentration of 1 mg/L, total heavy metal ion concentrations of 0.5 mg/L
Mn-Dis | AAS-E | mg/l | Manganese - Dissolved | Electrothermal Atomic Absorption Spectrometric Method | Spectroscopy | SM 3113 B | APHA 2012 | A sample is preserved in the field with nitric acid. The sample aliquot is heated, usually in three stages, in a graphite furnace or an electrically heated atomiser in which: in the first stage, a low current is applied to dry the sample; the second stage chars the sample by destroying the organic matter and volatilises other matrix compounds; finally, the third stage applies a high current which heats the tube to incandescence and atomises the manganese to be determined. The absorbance of the resultant ground state atoms is measured at 279.5 nm and is compared to identically-prepared standard and blank solutions.
Mn-Dis | COL-TDM | mg/l | Manganese - Dissolved | Spot Test with Tetrabase | Colorimetry | NAQ 25101 | Environment Canada 1988 | A sample is filtered in the field through a 0.45 µm membrane filter and preserved with mineral acid. The sample aliquot is mixed with an NH4OH solution, a KIO4 solution, and a buffer (pH = 4.75) solution. A Tetrabase (tetramethyldiaminodiphenylmethane) solution is finally added and mixed. The resulting colour is immediately visually compared to those of simultaneously and identically-prepared MnO4 standard and blank solutions.
Mn-Dis | FAAS-AAc-D | mg/l | Manganese - Dissolved | Direct Air-Acetylene Flame Atomic Absorption Spectrometry (Magnesium) | Spectroscopy | SM 3111 B | APHA 2012 | A sample is filtered in the field through a 0.45 µm membrane filter and preserved with nitric acid. The sample aliquot is aspirated and the absorbance is measured spectrometrically at 279.8 nm and compared to identically-prepared standard and blank solutions, using an air-acetylene oxidizing flame.
Mn-Dis | FAAS-AAc-E | mg/l | Manganese - Dissolved | Extraction/Air-Acetylene Flame Atomic Absorption Spectrometry | Spectroscopy | SM 3111 C | APHA 2012 | A sample is filtered in the field through a 0.45 µm membrane filter and preserved with nitric acid. The pH of the digest is adjusted between 10 and 11 with an ammonium hydroxide solution, mixed with an ammonium pyrrolidine dithiocarbamate (APDC) solution then extracted with a methyl isobutyl ketone (MIBK) solution containing 8-hydroxyquinoline. The solvent layer (See Appendix 5) is aspirated at the wavelength of 279.8 nm and compared to identically-prepared standard and blank solutions, using an air-acetylene oxidising flame.
Mn-Dis | ICP-AES | mg/l | Manganese - Dissolved | Inductively Coupled Plasma (ICP) Method | Spectroscopy | SM 3120 B | APHA 2012 | A sample is filtered in the field through a 0.45 µm membrane filter and preserved with nitric acid. The sample aliquot is aspirated and the emission is measured at 257.6 nm and compared to identically-prepared standard and blank solutions.
Mn-Dis | ICP-AES-Xtr | mg/l | Manganese - Dissolved | Inductively Coupled Plasma (ICP) Method (Extractable/Recoverable Metals) | Spectroscopy | SM 3120 B, 3030 C | APHA 2012 | A sample is filtered in the field through a 0.45 µm filter paper and preserved with nitric acid. The sample aliquot is concentrated appropriately and aspirated from an autosampler. The emission is measured at 257.6 nm and compared to identically-prepared standard and blank solutions.
Mn-Dis | ICP-MS | mg/l | Manganese - Dissolved | Inductively-Coupled Plasma Mass Spectrometry | Spectroscopy | SM 3125 B | APHA 2012 | The sample is filtered in the field through a 0.45 µm membrane filter and preserved with nitric acid. The sample is aspirated into an argon-based, high temperature radio frequency plasma. The sample is dissolved, atomised and ionised. These ions are extracted from the plasma through a vacuum interface and separated on the basis of their mass to charge ratio by a mass spectrometer. The ions are counted by an electron multiplier detector and the resulting information processed by a computer database system and compared to identically-prepared standard and blank solutions.
Mn-Tot | AAS-E-NA-AR | mg/l | Manganese - Total | Electrothermal Atomic Absorption Spectrometric Method with HNO3 or HNO3+3HCl Digestion | Spectroscopy | SM 3113 B | APHA 2012 | A sample is preserved in the field with nitric acid. The sample aliquot is digested in nitric acid or aqua regia. The aliquot is then heated, usually in three stages in a graphite furnace or an electrically heated atomiser where: in the first stage, a low current is applied to dry the sample; the second stage chars the sample by destroying the organic matter and volatilises other matrix compounds; finally, the third stage applies a high current which heats the tube to incandescence and atomises the manganese to be determined. The absorbance of the resultant ground state atoms is measured at 279.5 nm and is compared to identically-prepared standard and blank solutions.
Mn-Tot | COL-KI | mg/l | Manganese - Total | Periodatae Absorptiometry | Colorimetry | JIS K 0102 56.1 | JSA 1998 | A sample is preserved in the field with nitric acid. The sample aliquot is digested in nitric acid or sulphuric acid and oxidized with sodium bismithate or potassium periodate. The colour is read on a spectrometer 20 (or equivalent) and compared with identically-prepared standard and blank solutions.
Mn-Tot | FAAS-AAc-D-NA | mg/l | Manganese - Total | Direct Air-Acetylene Flame Atomic Absorption Spectrometry with HNO3 Digestion | Spectroscopy | SM 3111 B | APHA 2012 | A sample is preserved in the field with nitric acid. The sample aliquot is digested with nitric acid. The solution is aspirated and the absorbance is measured spectrometrically at 279.8 nm and compared to identically-prepared standard and blank solutions, using an air-acetylene oxidizing flame.
Mn-Tot | FAAS-AAc-E-NA | mg/l | Manganese - Total | Extraction/Air-Acetylene Flame Atomic Absorption Spectrometry with HNO3 digestion | Spectroscopy | SM 3111 C | APHA 2012 | A sample is preserved in the field with nitric acid. The sample aliquot is digested with nitric acid. The pH of the digest is adjusted between 10 and 11 with an ammonium hydroxide solution, mixed with an ammonium pyrrolidine dithiocarbamate (APDC) solution then extracted with a methyl isobutyl ketone (MIBK) solution containing 8-hydroxyquinoline. The solvent layer (See Appendix 5) is aspirated at the wavelength of 279.8 nm and compared to identically-prepared standard and blank solutions, using an air-acetylene oxidizing flame.
Mn-Tot | ICP-AES-Dgs | mg/l | Manganese - Total | Inductively Coupled Plasma (ICP) Method (Total Metals after Rigorous Digestion) | Spectroscopy | SM 3120 B | APHA 2012 | A sample is preserved in the field with diluted mineral acid. The sample aliquot is digested with aqua regia and evaporated to near dryness. The residue is dissolved in concentrated HCl and diluted to one-fifth of the aliquot original volume. The emission is measured at 257.6 nm and compared to identically-prepared standard and blank solutions
Mn-Tot | ICP-AES-Xtr | mg/l | Manganese - Total | Inductively Coupled Plasma (ICP) Method (Extractable/Recoverable Metals) | Spectroscopy | SM 3120 B, 3030 C | APHA 2012 | A sample is preserved in the field with nitric acid. The sample aliquot is digested in nitric acid and oxidized with sodium bismithate. The colour is read on a spectrometer 20 (or equivalent) and compared with identically-prepared standard and blank solutions.
Mn-Tot | ICP-MS | mg/l | Manganese - Total | Inductively-Coupled Plasma Mass Spectrometry | Spectroscopy | SM 3125 B | APHA 2012 | A sample is preserved in the field with mineral acid. The sample aliquot is aspirated into an argon-based, high temperature radio frequency plasma. The sample is dissolved, atomised and ionised. These ions are extracted from the plasma through a vacuum interface and separated on the basis of their mass to charge ratio by a mass spectrometer. The ions are counted by an electron multiplier detector and the resulting information processed by a computer database system and compared to identically-prepared standard and blank solutions.
Mn-Tot | ICP-MS-CVD | mg/l | Manganese - Total | Inductively-Coupled Plasma Mass Spectrometry with Closed Vessel Digestion | Spectroscopy | SM 3125 B | APHA 2012 | Water samples are preserved at 2% nitric acid and digested overnight at 60°C in a closed vessel. The resulting solution is analyzed by ICP-MS.
Mn-Tot | ICP-SFMS-CVD | mg/l | Manganese - Total | Inductively-Coupled Plasma Sector Field Mass Spectrometry with Closed Vessel Digestion | Spectroscopy | SM 3125 B | APHA 2012 | Closed Vessel Digestion - The whole water sample is collected, preserved with 2% H2NO3, and stored in a HDPE or Teflon bottle. The sample is digested "in-bottle" in a convection oven at 60°C for 16 hours. The sample is cooled and introduced to an inductively coupled argon plasma-sector field mass spectrometer (ICP-SFMS) by pneumatic nebulization. Each respective element is measured at a specific mass to charge ratio, m/z value expressed in amu (atomic mass units), and at a specified instrument resolution. LR: Low Resolution ~ 300, MR: Mid Resolution ~ 4000 and HR : High Resolution ~ 10000
Mn-Tot | Mn-COL-PHOT-HR | mg/l | Manganese - Total | Palintest Photometer Method - Manganese (Manganese HR) | Colorimetry | PHOT.20.AUTO | PALINTEST 2005
MPXYLS | P-T-GC-FID | µg/l | M-P-Xylene | Purge and Trap Capillary-Column Gas Chromatographic Method with Flame Ionization Detector | Chromatography | SM 6200 C | APHA 2012 | Purge-and-trap gas chromatography using a capillary column and flame ionization detection. A 5.0 mL water sample is purged with nitrogen and released volatiles are adsorbed onto a Tenax No3 GC trap. Analytes are thermally desorbed onto a PE-502.2 capillary column into a flame ionization detector. Identification and quantification are performed according to retention times and peak area using a multi-point calibration curve. Confirmation is achieved using a second capillary column, such as PE-5 or PE-1301.
Na-Tot | FAAS-AAc-D | mg/l | Sodium - Total | Direct Air-Acetylene Flame Atomic Absorption Spectrometry (Magnesium) | Spectroscopy | SM 3111 B | APHA 2012 | The sample is collected and preserved in a polyethylene bottle at 4°C. A shaken sample aliquot is mixed with a lanthanum solution, as an internal standard, and the absorbance is measured spectrometrically at 589 nm and compared to identically-prepared standard and blank solutions, using an air-acetylene oxidizing flame.
Na-Tot | FPD | mg/l | Sodium - Total | Flame Photometric Detection | Spectroscopy | SM 3500-K/Na B | APHA 2012 | The sample is collected and preserved in a polyethylene bottle at 4°C. A sample aliquot is mixed with lithium nitrate and passed into the burner of a flame photometer equipped with filters to isolate the spectral lines of sodium. The intensity of light produced is proportional to the concentration of sodium in the sample and compared to identically-prepared standard and blank solutions, using propane and air flame.
Na-Tot | ICP-AES-Dgs | mg/l | Sodium - Total | Inductively Coupled Plasma (ICP) Method (Total Metals after Rigorous Digestion) | Spectroscopy | SM 3120 B | APHA 2012 | Preconcentration by evaporation to near dryness with HNO3 or aqua regia (HNO3/HCl ratio v/v: 1to 3). Residue is taken up with HCl, and digested to near dryness, then brought to one-fifth or one-tenth original volume with deionized water. Digest is filtered through 0.4 um membrane before analysis.
Na-Tot | ICP-AES-ENV440 | mg/l | Sodium - Total | Inductively Coupled Plasma (ICP) Method (Environment Canada 1995) | Spectroscopy | SM 3120 B | APHA 2012 | The whole water sample is preserved with 0.2% HNO3 and digested with HNO3 / HCl. The digest is analyzed by ICP-AES.
Na-Tot | Na-Wag-CALC | mg/l | Sodium - Total | Calculated - Wagtech Photometer (Na) | Calculation |  |  | Sodium concentration is calculated through a null ionic balance:~r~n Na = SUM(anions) - (Ca + Mg + K + metals)
NH3N | COL-NAPH | mg/l | Free Ammonia Nitrogen | 1-naphthol Method | Colorimetry |  | JWWA 2001
NH3N | COL-NES | mg/l | Free Ammonia Nitrogen | Nesslerization Method (Direct) | Colorimetry | SM 418 B | APHA 1975 | A sample is filtered in the field through a 0.45 µm membrane filter and preserved at 4°C. The sample aliquot is dechlorinated with ZnSO4, the pH is adjusted to 10.5 with NaOH to precipitate Ca, Mg, Fe and sulfides and mix. EDTA is also added (or Rochelle salt) to remove the Ca, Mg or other ions producing turbidity before adding the Nessler reagent. Add Nessler reagent (100g HgI2 + 70g KI in water, add slowly to a cool solution of 160 g NaOH in 500 mL water and dilute to one litre) and mix the sample by inverting the Nessler tube. Visually compare the colour intensity of the sample aliquot against identically-prepared standard and blank solutions.
NH3N | COL-NES-DST | mg/l | Free Ammonia Nitrogen | Nesslerization Method (Following Distillation) | Colorimetry | SM 418 A; SM 418 B | APHA 1975 | A sample is filtered in the field and preserved at 4°C. An alkaline potassium permanganate solution is added to the sample aliquot and is partly distilled in a boric acid solution, followed by Nesslerization. Visual Comparison with identically-prepared standard (or permanent standards) and blank solutions determines the concentration of the sample.
NH3N | COL-OTO | mg/l | Free Ammonia Nitrogen | Colourimetry (O-Tolidine) | Colorimetry | ENV 284 | Environment Canada 1995 | If turbid, the sample is decanted. A simple aliquot is mixed with an alkaline sodium hexametaphosphate (Na2O:P2O5 1:1 w/w) solution, and dialyzed through a membrane into a phosphate buffer solution (pH=7.5) to remove interfering ions. The dialyzed solution is mixed with a NaOCl solution. After the NH3 is chlorinated, the solution is mixed with a solution of oxalic and monochloroacetic acids to remove excess OCl- ion. This solution is then mixed with an o-tolidine (3,3-dimethyl-4,4'-diaminodiphenyl dihydrochloride) solution. The resulting colour is measured spectrophotometrically at 420 mu and compared with those of standard NH3 solutions.
NH3N | COL-PHE | mg/l | Free Ammonia Nitrogen | Phenate Method | Colorimetry | SM 4500-NH3 F | APHA 2012 | A sample is filtered in the field and preserved at 4°C. The sample aliquot is treated with an Alkaline phenol solution, followed by a hypochlorite solution as an oxidizing agent, and Na nitroprusside solution (NA2FE(CN)5NO.2H2O) as a catalyst; the sample aliquot is mixed and allowed to stand at room temperature for 1 hour. The absorbance is then read at 640 nm and compared to identically-prepared standard and blank solutions.
NH3N | COL-PHE-APHA1976 | mg/l | Free Ammonia Nitrogen | Phenate Method (APHA 1976) | Colorimetry | SM 604 | APHA 1976 | A sample is filtered in the field through a 0.45 µ membrane filter and preserved at 4°C. The sample aliquot is mixed with an alkaline phenol solution, followed by sodium hypochlorite and potassium sodium tartrate. The indophenol blue complex produced is read at 630 nm and is compared to the identically-prepared ammonia standard and blank solutions.~r~n~r~n Note: In the case of precipitation samples, a decanted aliquot of the unshaken, unfiltered sample is normally taken for analysis.
NH3N | COL-PHE-Auto | mg/l | Free Ammonia Nitrogen | Automated Phenate Method | Colorimetry | SM 4500-NH3 G | APHA 2012 | A sample is filtered in the field through a 0.45 µm membrane filter and preserved at 4°C. The sample aliquot is treated with an Alkaline phenol solution, followed by a hypochlorite solution as an oxidizing agent, and Na nitroprusside solution (NA2FE(CN)5NO.2H2O) as a catalyst; the sample aliquot is mixed and allowed to stand at room temperature for 1 hour. The absorbance is then read at 640 nm and compared to identically-prepared standard and blank solutions.
NH3N | IC-CSC | mg/l | Free Ammonia Nitrogen | Ion Chromatography with Chemical Suppression of Eluent Conductivity | Chromatography | ISO 14911 | ISO 1998 | A sample is filtered in the field through a 0.45 µm membrane filter and preserved at 4°C The sample aliquot is injected into an eluent stream and pumped through two columns (separator and suppressor columns) before being detected by conductivity, identified by its retention time and peak height or area and compared to identically-prepared standard and blank solutions.
NH3N | NH3-CALC | mg/l | Free Ammonia Nitrogen | Free Ammonia Calculation from Ammonium | Calculation |  |  | NH3 = NH4+ / [1.0 + 10*(10.055 - (0.0324*temp) - pH)]
NH3N | NH3-T-COL | mg/l | Free Ammonia Nitrogen | Titrimetric Method | Titration | 4500-NH3 B; C | APHA 2012 | A sample is filtered in the field through a 0.45 µm membrane filter and preserved at 4°C. If necessary, the sample aliquot is neutralized to pH=7. A phosphate buffer (pH=7.4) solution is added. If Ca ion exceeds 250 mg/L, more buffer solution is added and the solution is titrated to pH=7.4. The sample aliquot is partly distilled and the distillate is collected in a H3BO3 solution and then titrated with 0.02N H2SO4, using the 'N Point' indicator.
NH3N | UV-Vis-AS | mg/l | Free Ammonia Nitrogen | Ultraviolet-Visible Spectrophotometry | Spectroscopy
NH4N | COL-NES-DST | mg/l | Total Ammonia Nitrogen | Nesslerization Method (Following Distillation) | Colorimetry | SM 418 A; SM 418 B | APHA 1975 | An aliquot of the sample is distilled in a mixture of Magnesium Carbonate and boiling stones. The distillate is reacted with a Nessler's reagent and left standing for 10 minutes for colour development. The ammonia concentration is determined by comparing the colour of the aliquot to a set of coloured discs.
NH4N | COL-PHE | mg/l | Total Ammonia Nitrogen | Phenate Method | Colorimetry | SM 4500-NH3 F | APHA 2012 | Ammonium reacts in a mildly alkaline medium with hypochlorite to form monochloramine, which forms indophenol-blue in the presence of phenol, catalytic quantities of nitroprusside and an excess of hypochlorite. Monochloramine formation requires a pH between 8 and 11,5. At higher pH values, incomplete oxidation of ammonium to nitrite occurs. Precipitates of calcium and magnesium hydroxide are formed at pH values higher than 9,6 and a complexing agent (citrate) is added to prevent precipitation. The complex is read colourimetrically at 630 nm.
NH4N | COL-PHE-DST | mg/l | Total Ammonia Nitrogen | Phenate Method (Following Distillation) | Colorimetry | 4500-NH3 B, F | APHA 2012
NH4N | COL-PHE-ENV1995 | mg/l | Total Ammonia Nitrogen | Phenate Method (Environment Canada 1995) | Colorimetry | ENV 219 | Environment Canada 1995 | The shaken sample is digested with concentrated H2SO4, in the presence of K2S2O8 or disodium EDTA, or dipotassium EDTA. The resultant NH3 is then determined colourimetrically on an autoanalyzer with alkaline phenol, potassium sodium tartrate and sodium hypochlorite (Berthelot method). The resulting colour is measured at 630 nm. For total ammonia do not do a digestion.
NH4N | COL-PHE-FIA | mg/l | Total Ammonia Nitrogen | Flow Injection Analysis | Colorimetry | SM 4500-NH3 H | APHA 2012 | Setup manifold. Follow methods supplied by column and instrument manufacturer or laboratory's standard operating procedure for this method.
NH4N | COL-SAL | mg/l | Total Ammonia Nitrogen | Salicylate method | Colorimetry | ISO 7150-1 | ISO 1984 | The sample is filtered through a membrane filter if suspended particles exist. The sample is reacted with salicylate and hypochlorite in the presence of sodium nitroprusside to form a blue compound. Hypochlorite is generated in situ by the alkaline hydrolysis of sodium dichloroisocyanurate. The blue compound is measured spectrometrically at 655 nm and compared with a series of standard solutions and a blank treated in the same way
NH4N | IC-CSC | mg/l | Total Ammonia Nitrogen | Ion Chromatography with Chemical Suppression of Eluent Conductivity | Chromatography | ISO 14911 | ISO 1998 | A sample is filtered in the field through a 0.45 µm membrane filter and preserved at 4°C The sample aliquot is injected into an eluent stream and pumped through two columns (separator and suppressor columns) before being detected by conductivity, identified by its retention time and peak height or area and compared to identically-prepared standard and blank solutions.
NH4N | NH3-COL-PHOT | mg/l | Total Ammonia Nitrogen | Palintest Photometer Method - Ammonia (TUBETESTS AMMONIA/50N) | Colorimetry | PHOT.94.AUTO | PALINTEST 2013 | The Palintest Tubetests Ammonia/50N (Nessler) test is based on the Nessler method. Nessler's reagent (potassium tetraiodomercurate (II)) reacts rapidly with ammonia under alkaline conditions to form an orange-brown product. Remove the cap of the Tubetests Ammonia/50N (Nessler) Tube and add 1.0 ml of sample using a pipettor or Pasteur pipette. Cap tube and invert three times to mix. Add 0.5 ml of Tubetests Ammonia (Nessler) Reagent. Replace cap and invert several times to mix. Stand for one minute to allow colour development. Take photometer reading in usual manner.
NH4N | NH3-COL-SAL-Auto | mg/l | Total Ammonia Nitrogen | Automated Salicylate method without dialysis | Colorimetry | ISO 7150-2 | ISO 1986 | Spectrometric measurement at about 650 nm of the blue compound formed by reaction of ammonium with salicylate and hyptochloride ions in the presence of sodium nitrosopentacyanoferrate(III) (sodium nitroprusside).~r~n ~r~n Hypochlorite ions are generated by the alkaline hydrolysis of 1,3-dichloro-5-sodio-1,3,5-triazinanetrione (sodium dichloroisocyanurate). Reaction of the resulting chloroamine with sodium salicylate takes place at pH 12,6 in the presence of nitroprusside. Any chloroamines present in the Sample are quantitatively determined as a consequence. Sodium citrate is added to mask interference from cations, notably Calcium and magnesium. ~r~n ~r~n All reactions are carried out automatically using continuous flow techniques. The absorbance of the coloured compound is measured in a flow-through spectrometer. ~r~n ~r~n Two distinct analytical manifold configurations are specified. One incorporates a dialyser block and is suitable for the determination of ammonium nitrogen concentrations up to 50 mg/l. The other omits the dialyser and is suitable for the determination of low level ammonium nitrogen concentrations up to 0,5 mg/l.
NH4N | NH3-ISE | mg/l | Total Ammonia Nitrogen | Ammonia-Selective Electrode Method | Electrochemical Analysis | SM 4500-NH3 D | APHA 2012 | A sample is preserved in the field at 4°C. The sample aliquot is adjusted to pH 12 or greater using a 10 molar solution of NaOH. An identically-prepared series of NH4Cl standard and blank solutions are prepared and used to calibrate the ion specific electrode meter. The ammonia concentration of the sample is read directly and corrected to 25°C
NH4N | NH3-ISE-DST | mg/l | Total Ammonia Nitrogen | Ammonia-Selective Electrode Method (Following Distillation) | Electrochemical Analysis | 4500-NH3 B, D | APHA 2012
Ni-Dis | AAS-E | mg/l | Nickel - Dissolved | Electrothermal Atomic Absorption Spectrometric Method | Spectroscopy | SM 3113 B | APHA 2012 | A sample is preserved in the field with nitric acid. The sample aliquot is heated, usually in three stages in a graphite furnace or an electrically heated atomiser where: at the first stage, a low current is applied to dry the sample; the second stage chars the sample by destroying the organic matter and volatilising other matrix compounds; finally, the third stage applies a high current which heats the tube to incandescence and atomises the nickel to be determined. The absorbance of the resultant ground state atoms is measured at 232.0 nm and is compared to identically-prepared standard and blank solutions.
Ni-Dis | FAAS-AAc-D | mg/l | Nickel - Dissolved | Direct Air-Acetylene Flame Atomic Absorption Spectrometry (Magnesium) | Spectroscopy | SM 3111 B | APHA 2012 | A sample is filtered in the field through a 0.45 µm membrane filter and preserved with nitric acid. The acidified aliquot is aspirated and the absorbance is measured spectrometrically at 232.0 nm and compared with identically-prepared standard and blank solutions, using an air-acetylene oxidizing flame.
Ni-Dis | FAAS-AAc-E | mg/l | Nickel - Dissolved | Extraction/Air-Acetylene Flame Atomic Absorption Spectrometry | Spectroscopy | SM 3111 C | APHA 2012 | A sample is filtered in the field through a 0.45 µm membrane filter and preserved with nitric acid. The sample aliquot is buffered to 4.75. Ammonium pyrrolidine dithiocarbamate (APDC) solution is added to the aliquot then extracted with a methyl isobutyl ketone (MIBK) solution. The solvent layer (See Appendix 5) is aspirated at the wavelength of 232.0 nm and compared to identically-prepared standard and blank solutions, using an air-acetylene oxidizing flame.
Ni-Dis | ICP-AES | mg/l | Nickel - Dissolved | Inductively Coupled Plasma (ICP) Method | Spectroscopy | SM 3120 B | APHA 2012 | The sample is filtered in the field through a 0.45 µm membrane filter and preserved with nitric acid. A sample aliquot is aspirated and the emission is measured at 231.6 nm and compared with identically-prepared standard and blank solutions.
Ni-Dis | ICP-AES-Xtr | mg/l | Nickel - Dissolved | Inductively Coupled Plasma (ICP) Method (Extractable/Recoverable Metals) | Spectroscopy | SM 3120 B, 3030 C | APHA 2012 | A sample is filtered in the field through a 0.45 µm membrane filter and preserved with nitric acid. The sample aliquot is concentrated appropriately, and aspirated from an autosampler. The emission is compared to identically-prepared standard and blank solutions.
Ni-Dis | ICP-MS | mg/l | Nickel - Dissolved | Inductively-Coupled Plasma Mass Spectrometry | Spectroscopy | SM 3125 B | APHA 2012 | A sample is filtered in the field through a 0.45 µm membrane filter and preserved with nitric acid. The sample aliquot is aspirated into an argon-based, high temperature radio frequency plasma. The sample is dissolved, atomised and ionised. These ions are extracted from the plasma through a vacuum interface and separated on the basis of their mass to charge ratio by a mass spectrometer. The ions are counted by an electron multiplier detector and the resulting information processed by a computer database system and compared to identically-prepared standard and blank solutions.
Ni-Dis | ICP-MS-CVD | mg/l | Nickel - Dissolved | Inductively-Coupled Plasma Mass Spectrometry with Closed Vessel Digestion | Spectroscopy | SM 3125 B | APHA 2012 | Water samples are filtered, preserved with 2% nitric acid, and digested overnight at 60°C in a closed vessel. The resulting solution is analyzed by ICP-MS.
Ni-Tot | AAS-E-NA-AR | mg/l | Nickel - Total | Electrothermal Atomic Absorption Spectrometric Method with HNO3 or HNO3+3HCl Digestion | Spectroscopy | SM 3113 B | APHA 2012 | A sample is preserved in the field with nitric acid. The sample aliquot is digested in nitric acid or aqua regia. The aliquot is then heated, usually in three stages in a graphite furnace or an electrically heated atomiser in which: in the first stage, a low current is applied to dry the sample; the second stage chars the sample by destroying the organic matter and volatilising other matrix compounds; finally, the third stage applies a high current which heats the tube to incandescence and atomises the nickel to be determined. The absorbance of the resultant ground state atoms is measured at 232.0 nm and is compared to identically-prepared standard and blank solutions.
Ni-Tot | FAAS-AAc-D-NA | mg/l | Nickel - Total | Direct Air-Acetylene Flame Atomic Absorption Spectrometry with HNO3 Digestion | Spectroscopy | SM 3111 B | APHA 2012 | A sample is preserved in the field with nitric acid. The sample aliquot is digested in nitric acid. The digest is aspirated and the absorbance is measured spectrometrically at 232.0 nm and compared to identically-prepared standard and blank solutions, using an air-acetylene oxidizing flame.
Ni-Tot | FAAS-AAc-E-NA | mg/l | Nickel - Total | Extraction/Air-Acetylene Flame Atomic Absorption Spectrometry with HNO3 digestion | Spectroscopy | SM 3111 C | APHA 2012 | A sample is preserved in the field with nitric acid. A sample aliquot is digested in nitric acid. The digest is buffered to 4.75. Ammonium pyrrolidine dithiocarbamate (APDC) solution is mixed to the digest then extracted with a methyl isobutyl ketone (MIBK) solution. The solvent layer (See Appendix 5) is aspirated at the wavelength of 232.0 nm and compared to identically-prepared standard and blank solutions, using an air-acetylene oxidizing flame.
Ni-Tot | ICP-AES-Dgs | mg/l | Nickel - Total | Inductively Coupled Plasma (ICP) Method (Total Metals after Rigorous Digestion) | Spectroscopy | SM 3120 B | APHA 2012 | A sample is preserved in the field with nitric acid. The sample aliquot is digested in an aqua regia solution and evaporated to near dryness. The residue is dissolved in concentrated HCl and diluted to one-fifth of the aliquot original volume. The emission is measured spectrometrically at 231.6 nm and compared to identically-prepared standard and blank solutions.
Ni-Tot | ICP-AES-Xtr | mg/l | Nickel - Total | Inductively Coupled Plasma (ICP) Method (Extractable/Recoverable Metals) | Spectroscopy | SM 3120 B, 3030 C | APHA 2012 | A sample is preserved in the field with nitric acid. The sample aliquot is digested in nitric acid or aqua regia, concentrated appropriately, and aspirated from an autosampler. The emission is measured at 231.6 nm and compared to identically-prepared standard and blank solutions.
Ni-Tot | ICP-MS | mg/l | Nickel - Total | Inductively-Coupled Plasma Mass Spectrometry | Spectroscopy | SM 3125 B | APHA 2012 | A sample is preserved in the field with nitric acid. The sample aliquot is aspirated into an argon-based, high temperature radio frequency plasma. The sample is dissolved, atomised and ionised. These ions are extracted from the plasma through a vacuum interface and separated on the basis of their mass to charge ratio by a mass spectrometer. The ions are counted by an electron multiplier detector and the resulting information processed by a computer database system and compared to identically-prepared standard solutions.
Ni-Tot | ICP-MS-CVD | mg/l | Nickel - Total | Inductively-Coupled Plasma Mass Spectrometry with Closed Vessel Digestion | Spectroscopy | SM 3125 B | APHA 2012 | Water samples are preserved at 2% nitric acid and digested overnight at 60°C in a closed vessel. The resulting solution is analyzed by ICP-MS.
Ni-Tot | ICP-SFMS-CVD | mg/l | Nickel - Total | Inductively-Coupled Plasma Sector Field Mass Spectrometry with Closed Vessel Digestion | Spectroscopy | SM 3125 B | APHA 2012 | Closed Vessel Digestion - The whole water sample is collected, preserved with 2% H2NO3, and stored in a HDPE or Teflon bottle. The sample is digested "in-bottle" in a convection oven at 60°C for 16 hours. The sample is cooled and introduced to an inductively coupled argon plasma-sector field mass spectrometer (ICP-SFMS) by pneumatic nebulization. Each respective element is measured at a specific mass to charge ratio, m/z value expressed in amu (atomic mass units), and at a specified instrument resolution. LR: Low Resolution ~ 300, MR: Mid Resolution ~ 4000 and HR : High Resolution ~ 10000
NO2N | COL-AZO | mg/l | Nitrite | Colorimetric Method | Colorimetry | SM 4500-NO2 B | APHA 2012 | A sample is filtered in the field through a 0.45 µm membrane filter and preserved at 4°C. The sample aliquot is reacted with sulphanilamide to form a diazo compound. This compound is then reacted with N-(1-naphthyl) ethylenediamine dihydrochloride to form an azo dye. The azo dye intensity, proportional to the nitrite concentration, is determined colourimetrically at 520 nm [Japan @ 540 nm] and compared to identically-prepared standard and blank solutions.
NO2N | COL-AZO-Cd-FIA | mg/l | Nitrite | Cadmium Reduction Flow Injection Method | Colorimetry | SM 4500-NO3 I | APHA 2012 | Setup manifold. Follow methods supplied by column and instrument manufacturer or laboratory's standard operating procedure for this method.
NO2N | COL-CLV | mg/l | Nitrite | Colourimetric method (with Cleve's acid) | Colorimetry | Holden 1971 | Holden, W.S. 1971. Water Treatment and Examination, J & A Churchill, London. | A sample is filtered in the lab through filter paper. Add sulphanilic and Cleve's (1-naphthylamine-7-sulphonic acid) acids to an aliquot of the filtrate, let stand in the dark for 30 minutes. After colour development, the solutions are determined, at 522 nm, on a calibrated spectrometer and compared to identically-prepared standard nitrite solutions.
NO2N | IC-CSC | mg/l | Nitrite | Ion Chromatography with Chemical Suppression of Eluent Conductivity | Chromatography | ISO 14911 | ISO 1998 | A whole water sample is filtered through a 0.45 um membrane filter. The analysis is conducted by ion chromatography and determined in conjunction with other anions. An ion exchange process separates the ions of interest based on the affinity for the exchange sites of the resin bed. The sample is then pumped through the suppressor which reduces the background conductivity of the eluent to a negligible level by converting the anions in the sample to their respective acid forms (HF, HCl, HNO3, and H2SO4). The concentrations of these separated anions are determined by measuring their respective conductivities using a conductivity detector. Anions are identified by their retention times compared to known calibration standards.
NO2N | NO2-COL-PHOT | mg/l | Nitrite | Palintest Photometer Method - Nitrite (NITRICOL) | Colorimetry | PHOT.24.AUTO | PALINTEST 2013 | Nitrites in acid solution react with sulphanilic acid. The resulting diazo compound couples with N-(1-naphthyl)-ethylene diamine to form a reddish dye. Fill a round test tube with sample to the 10 ml mark. Add one Nitricol tablet, crush and mix to dissolve. Stand for 10 minutes to allow full colour development. Take photometer reading in usual manner.
NO2N | UV-Vis-AS | mg/l | Nitrite | Ultraviolet-Visible Spectrophotometry | Spectroscopy
NO3N | COL-AZO-Cd | mg/l | Nitrate | Cadmium Reduction Method | Colorimetry | SM 4500-NO3 E | APHA 2012 | A sample is filtered in the field through a 0.45 µm membrane filter and preserved at 4°C. Nitrates, from the sample aliquot, are reduced through a cadmium column to nitrites. The resulting nitrites, plus the original nitrites, are then reacted with sulphanilamide to form a diazo compound. This compound is then reacted with N-(1-naphthyl) ethylenediamine dihydrochloride to form an azo dye. The azo dye colour intensity, proportional to the nitrate + nitrite concentration, is determined colourimetrically at 520 nm [Japan method is at 540 nm] and compared to identically-prepared standard and blank solutions. The nitrate concentration is obtained by subtracting the original nitrite concentration, determined from a duplicate sample that has not been passed through the cadmium column.
NO3N | COL-AZO-Cd-FIA | mg/l | Nitrate | Cadmium Reduction Flow Injection Method | Colorimetry | SM 4500-NO3 I | APHA 2012 | Setup manifold. Follow methods supplied by column and instrument manufacturer or laboratory's standard operating procedure for this method.
NO3N | COL-AZO-HDZ | mg/l | Nitrate | Hydrazine Reduction Method | Colorimetry | SM 4500-NO3 H | APHA 2012 | (i) Pipette 10.0 ml of the sample or an aliquot to 10.0 ml into a test-tube.(ii) Add 1.0 ml of 1.3 M NaOH and mix gently.~r~n(iii) Add 1.0 ml of reducing mixture and mix gently.~r~n(iv) Heat at 60 °C for 10 min in a water bath.~r~n(v) Cool to room temperature and add 1.0 ml colour developing reagent.~r~n(vi) Shake to mix and read the absorbance.~r~n~r~nCALCULATIONS~r~nCompute sample concentration directly from calibration curve. Sample concentration is equal to the sum of NO3-N plus NO2-N. To obtain the concentration of NO3-N, determine the concentration of NO2-N separately and subtract.NOTE: Samples are collected into 1 litre polyethylene bottles. Start NO3 determination promptly after sampling. If storage is necessary, store for up to 2 days at 4 °C; for longer storage, preserve with 2 ml concentrated H2SO4/litre and store at 4 °C.When sample is preserved with acid, NO3 and NO2 cannot be determined as individual species.
NO3N | COL-BRU | mg/l | Nitrate | Brucine Method | Colorimetry | SM 419 D | APHA 1976 | A sample is filtered in the field through a 0.45 µm membrane filter and preserved at 4°C. The sample aliquot is mixed with a brucine-sulphanilic reagent, in the presence of nitrate, to produce a yellow colour, measured spectrometrically at 410 nm and compared to identically-prepared standard and blank solutions.
NO3N | COL-CTA | mg/l | Nitrate | Chromotropic Acid Method | Colorimetry | SM 419 E | APHA 1975 | A sample is filtered in the field through a 0.45 µm membrane filter and preserved at 4°C. The sample aliquot is treated with sulphite (to eliminate interference against chlorine and oxidizing agents), urea (to convert nitrite to nitrogen gas) and antimony (to mask the chloride interference up to 4000 mg/L) reagent solutions. Swirl between each addition. After four minutes, the aliquot is then mixed with Chromotropic acid reagent and sulphuric acid. After 45 minutes, the absorbance is read at 410 nm and compared to identically-prepared standard and blank solutions.
NO3N | COL-DAR | mg/l | Nitrate | Devarda's Alloy Reduction Method | Colorimetry | SM 419 F | APHA 1975 | A sample is filtered in the field through a 0.45 µm membrane filter and preserved at 4°C. The nitrate and nitrite compounds are reduced to ammonia under hot alkaline conditions with a reducing agent (Devarda's alloy is composed of 50% Cu, 45% Al and 5% Zn). The distillation is carried out on a Kjeldahl distillation apparatus. The ammonia formed is distilled and trapped in a boric acid solution. The ammonia is then determined by nesslerization (colourimetry) or acidimetry (titration).
NO3N | COL-DAR-ACD | mg/l | Nitrate | Devarda's Alloy Reduction Method with Analysis by Acidimetric Method | Titration | SM 419 F, 418 D | APHA 1975 | A sample is filtered in the field through a 0.45 µm membrane filter and preserved at 4°C. The nitrate and nitrite compounds are reduced to ammonia under hot alkaline conditions with a reducing agent (Devarda's alloy is composed of 50% Cu, 45% Al and 5% Zn). The distillation is carried out on a Kjeldahl distillation apparatus. The ammonia formed is distilled and trapped in a boric acid solution. The ammonia is then determined by acidimetry (titration).
NO3N | IC-CSC | mg/l | Nitrate | Ion Chromatography with Chemical Suppression of Eluent Conductivity | Chromatography | ISO 14911 | ISO 1998 | A whole water sample is filtered through a 0.45 um membrane filter. The analysis of NO3 on an aliquot of the filtrate is conducted by ion chromatography and determined in conjunction with other anions. The ions of interest are separated based on the affinity for the exchange sites of the resin bed. The sample is then pumped through the suppressor which reduces the background conductivity of the eluent to a negligible level by converting the anions in the sample to their respective acid forms (HF, HCl, HNO3, and H2SO4). The concentrations of these separated anions are determined by measuring their respective conductivities using a conductivity detector. Anions are identified by their retention times compared to known standards
NO3N | NO3-COL-Merck | mg/l | Nitrate | Spectroquant Nitrate Test | Colorimetry | 1.147.730.001 | MERCK 2014 | Nitrate ions react with a derivative of nitrobenzoic acid in a solution of concentrated sulphuric acid to produce a red dye that is measured photometrically.
NO3N | NO3-COL-PHOT | mg/l | Nitrate | Palintest Photometer Method - Nitrate (NITRATEST) | Colorimetry | PHOT.23.AUTO | PALINTEST 2013 | In the Palintest Nitratest method, nitrate is first reduced to nitrite, and the resulting nitrite is then determined by a diazonium reaction to form a reddish dye. Fill the Nitratest Tube with sample to the 20 ml mark. Add one level spoonful of Nitratest Powder and one Nitratest tablet. Do not crush the tablet. Replace screw cap and shake tube well for one minute. Allow tube to stand for about one minute then gently invert three or four times to aid flocculation. Allow tube to stand for two minutes or longer to ensure complete settlement. Remove screw cap and wipe around the top of the tube with a clean tissue. Carefully decant the clear solution into a round test tube, filling to the 10 ml mark. Add one Nitricol tablet, crush and mix to dissolve. Stand for 10 minutes to allow full colour development. Take photometer reading in usual manner.
NO3N | NO3-COL-UV | mg/l | Nitrate | Ultraviolet Spectrophotometric Screening Method | Colorimetry | SM 4500-NO3 B | APHA 2012 | Sample filtration is intended to remove possible interference from suspended particles. Acidification with 1N HCl is designed to prevent interference from hydroxyde or carbonate concentrations up to 1000 mg CaCO3/l. Chloride has no effect on the determination.~r~n ~r~n Use this technique only for screening samples that have low organic matter contents, i.e., uncontaminated natural waters and potable wate rsupplies. The NO3- calibration curve follows Beer's law up to 11 mg N/l.~r~n ~r~n Measurement of UV absorption at 220 nm enables rapid determination of NO3-. Because dissolved organic matter also may absorb af 220 nm and NO3- does not absorb at 275 nm, a second measurement made at 275 nm may be used to correct the NO3- value. The extent of this empirical correction is related to the nature and concentration of organic matter and may vary from one water to another. Consequently, this method is not recommended if a significant correction for organic matter absorbance is required, although it may be useful in monitoring NO3- levels within a water body with a constant type of organic matter. Correction factors for organic matter absorbance can be established by the method of additions in combination with analysis of the original NO3- content by another method.
NO3N | NO3-ISE | mg/l | Nitrate | Nitrate Electrode Method | Electrochemical Analysis | SM 4500-NO3 D | APHA 1998 | An ion-specific electrode meter with a nitrate combination electrode is calibrated with buffers of standard nitrate solutions. The nitrate concentration of the solution is measured directly by immersing the nitrate combination electrode, stirring constantly until a steady reading is obtained.
NO3N | NO3-ISE-APHA1976 | mg/l | Nitrate | Nitrate Electrode Method (APHA 1976) | Electrochemical Analysis | SM 419 B | APHA 1976 | A sample is filtered through a 0.45 µm membrane or dense paper filter. A buffer solution with pH 2.2 (H3PO4 + KOH) and a solution of 0.01mol/L Ag2SO4 is added to the sample aliquot. The potential of the nitrate-selective electrode relative to a saturated Ag/AgCl electrode is measured and compared to identically-prepared standard and blank solutions. Organic substances sorbed on the electrode membrane surface may cause interferences.~r~n The method detection limit is 0.2 mg/L, upper limit is 20 mg/L.
ODCB | P-T-GC-FID | µg/l | 1,2-Dichlorobenzene | Purge and Trap Capillary-Column Gas Chromatographic Method with Flame Ionization Detector | Chromatography | SM 6200 C | APHA 2012 | Purge-and-trap gas chromatography using a capillary column and flame ionization detection. A 5.0 mL water sample is purged with nitrogen and released volatiles are adsorbed onto a Tenax No3 GC trap. Analytes are thermally desorbed onto a PE-502.2 capillary column into a flame ionization detector. Identification and quantification are performed according to retention times and peak area using a multi-point calibration curve. Confirmation is achieved using a second capillary column, such as PE-5 or PE-1301.
OG | G-PEE | mg/l | Oil and Grease | Partition-Gravimetric Method | Gravimetric Analysis | SM 502 A | APHA 1971 | A sample is acidified with H2SO4 and extracted twice with petroleum ether, (if the ether layer is turbid, extracted 3 times); the combined extracts are filtered. The ether is partially distilled, then evaporated at 70°C in a tared flask. The flask is cooled and dried in a desiccator, then weighed.
OXYL | P-T-GC-FID | µg/l | O-Xylene | Purge and Trap Capillary-Column Gas Chromatographic Method with Flame Ionization Detector | Chromatography | SM 6200 C | APHA 2012 | Purge-and-trap gas chromatography using a capillary column and flame ionization detection. A 5.0 mL water sample is purged with nitrogen and released volatiles are adsorbed onto a Tenax No3 GC trap. Analytes are thermally desorbed onto a PE-502.2 capillary column into a flame ionization detector. Identification and quantification are performed according to retention times and peak area using a multi-point calibration curve. Confirmation is achieved using a second capillary column, such as PE-5 or PE-1301.
O2-Dis | O2-CALC-Con | mg/l | Dissolved Oxygen | Concentration calculated from Oxygen Saturation | Calculation |  |  | Calculated from % Oxygen Saturation, H2O temperature, and pressure at site.
O2-Dis | O2-D888-C | mg/l | Dissolved Oxygen | Dissolved Oxygen in Water - Instrumental Probe Procedure - Luminescence-Based Sensor | Spectroscopy | D888 C | ASTM 2012
O2-Dis | O2-ISE | mg/l | Dissolved Oxygen | Membrane Electrode Method | Electrochemical Analysis | SM 4500-O G | APHA 2012 | Measurements are made in the field using a calibrated dissolved oxygen meter. The electronic cell, containing a gold cathode and a silver anode, is covered with an Oxygen permeable membrane to prevent interferences. Upon entering the cell, the Oxygen is reduced and the current is directly proportional to the oxygen concentration at a specific temperature. The DO ranges are usually automatically temperature corrected (between -50C and + 40°C), as are the solubility and permeability of the probe, while salinity usually needs manual compensation. Regular calibration against the Winkler Titration Method is recommended or by exactly following the manufacturer's procedure. (DO meter is calibrated in air saturated with moisture and the reading is taken when steady condition is obtained).
O2-Dis | O2-T-COL-MILLER | mg/l | Dissolved Oxygen | Miller Modification Method | Titration | JIS K 0102 32.2 | JSA 1998 | Seclude Samples from air by means of liquid paraffin, add potassium sodium tartrate-sodium hydroxide solution and 3,7-bis(dimethylamino)-phenothiazin-5-ium chloride (methylene blue), titrate it with ammonium iron (II) sulfate solution to determine dissolved oxygen.
O2-Dis | T-COL-I-AZD | mg/l | Dissolved Oxygen | Iodometric Method with Azide Modification | Titration | SM 4500-O C | APHA 2012 | A sample is collected and analysed in the field or preserved at 4°C and analysed as soon as possible. A sample aliquot is treated with manganous sulphate (MnSO4) and a strong alkaline iodide reagent (NaN3, NaI and NaOH). The manganous hydroxide formed reacts with the dissolved oxygen to form a brown precipitate (MnO(OH)2 (a KF solution is added if ferrous ions are present). Upon acidification, in the presence of iodide, the iodine liberated is equivalent to the dissolved oxygen originally present in the sample. The iodide is titrated with a standardized sodium thiosulphate solution (Na2S2O3), starch is used as an indicator.~r~n Interferences: ferrous ion at 1 mg/L (if KF is added the interference level for ferrous ion is 100-200 mg/L), SO3 ion, S2O3 ion, polythionate ions, free Cl2, OCl ion, oxidizing and reducing agents, and turbidity.
O2-Dis-Sat | O2-CALC-Sat | % | Percent Dissolved Oxygen Saturation | Saturation calculated from Dissolved Oxygen Concentration | Calculation | SM 422 B4d | APHA 1975 | Calculated from dissolved oxygen (DO) concentration at the temperature and depth of sampling obtained from the "solubility of oxygen table", where:~r~n S' = S * (P - p) / (760 - p)~r~n S' (mg/L) = solubility under any barometric pressure;~r~n S (mg/L) = solubility at 760 mm Hg;~r~n P = barometric pressure (mm Hg);~r~n p = pressure of saturated water vapour at water temperature, at 760 mm Hg;~r~n If elevations are less than 1000 metres and temperatures below 25°C, p can be ignored; therefore:~r~n S' = S * P / 760
O2-Dis-Sat | O2-ISE | % | Percent Dissolved Oxygen Saturation | Membrane Electrode Method | Electrochemical Analysis | SM 4500-O G | APHA 2012 | The YSI oxygen meter contains oxygen-sensitive membrane electrodes of two solid metal electrodes in contact with supporting electrolyte separated from the test solution by a selective membrane. The diffusion current is linearly proportional to the concentration of molecular oxygen and is converted to concentration units (mg/L) through a calibration procedure or reported as %DO saturation.
O2-Dis-Sat | T-COL-I-AZD | % | Percent Dissolved Oxygen Saturation | Iodometric Method with Azide Modification | Titration | SM 4500-O C | APHA 2012 | The original Winkler method has been modified since oxidizing agents give a positive interference, reducing agents a negative interference, and organic compounds a varied interference.
PAH | GC-FID-MS | µg/l | Polycyclic Aromatic Hydrocarbons | Gas Chromatography - Flame Ionization and Mass Spectrometry | Chromatography | VI-4 16.2 | JWWA 2001 | The measured sample is vigorously extracted three times with benzene or hexane, dried with pre-washed sodium sulphate, and reduced to 10 mL. Direct analysis for PAH is completed by capillary GC-FID and GC-MS and compared to calibration standards and blank solutions.
PAH | HPLC-Fl | µg/l | Polycyclic Aromatic Hydrocarbons | High Performance Liquid Chromatography with Fluorescence Detection | Chromatography
PAH | HPLC-Fl-GC-FID | µg/l | Polycyclic Aromatic Hydrocarbons | Fluorescence Spectrophotometry (HPLC-Fl + GC-FID confirmation) | Chromatography |  |  | A sample is acidified in the field. The concentration of Aromatic Hydrocarbons, associated with oils, is measured directly on a known volume of water sample, by fluorescence spectrometry, using methyl-naphthalene as a standard. The confirmation is completed by extraction with hexane. This extract is fractionated on an alumina column and analysed by temperature programmed GLC using a flame ionization detector (FID). The samples are compared to calibration standards and blank solutions.
PAH | LLE-HPLC-FD-UVD | µg/l | Polycyclic Aromatic Hydrocarbons | Liquid-Liquid Extraction High Performance Liquid Chromatography and Fluorescence/UV-Detector | Chromatography | SM 6440 B | APHA 2012 | After the addition of methyl chrysene as internal standard, the sample is extracted with dichloromethane. After the addition of a solvent keeper (acetonitrile and acetic acid) the extract is concentrated to 1 ml and analysed by HPLC and fluorescence - / UV spectrometry. LOQ ranges from 2 and 30 ng/L (depending on the compound) for surface water, and between 6 and 80 ng/L for wastewater. For wastewater, a sample clean-up is required (GPC: gel permeation chromatography).
Pb-Dis | AAS-E | mg/l | Lead - Dissolved | Electrothermal Atomic Absorption Spectrometric Method | Spectroscopy | SM 3113 B | APHA 2012 | A sample is preserved in the field with nitric acid. The sample aliquot is heated, usually in three stages in a graphite furnace or an electrically heated atomiser where: first, a low current is applied to dry the sample; the second stage chars the sample by destroying the organic matter and volatilises other matrix compounds; finally, the third stage applies a high current which heats the tube to incandescence and atomises the lead to be determined. The absorbance of the resultant ground state atoms is measured spectrometrically at 283.3 nm and is compared to identically-prepared standard and blank solutions.
Pb-Dis | COL-DTZ | mg/l | Lead - Dissolved | Dithizone Method | Colorimetry | SM 3500-Pb B | APHA 2012 | A sample is filtered in the field through a 0.45 µm membrane filter and preserved with nitric acid. Interfering metals are removed by preliminary extraction at a pH of 2 to 3. Add a tartrate solution to prevent formation of hydroxide before bringing the pH of the solution to between 8 and 9 with an ammonium hydroxide/sodium cyanide solution. Lead is extracted with a diluted solution of dithizone (pink colour); the excess dithizone masks the colour (intense green colour) and this excess is removed from the carbon tetrachloride layer by the alkaline cyanide solution, leaving lead dithizonate in the organic layer. This solution is diluted and the colour is measured spectrometrically at 520 nm and compared to identically-prepared standard and blank solutions. Interference: Bismuth, stannous tin and thallium interfere in the extraction of lead in cyanide medium. The sample is fumed with perchloric and nitric acids to remove the organic compounds and then reduced with hydrazine acetate to lower the oxidation state of elements (tin and iron) and compounds capable of oxidizing dithizone.
Pb-Dis | FAAS-AAc-D | mg/l | Lead - Dissolved | Direct Air-Acetylene Flame Atomic Absorption Spectrometry (Magnesium) | Spectroscopy | SM 3111 B | APHA 2012 | A sample is filtered in the field through a 0.45 µm membrane filter and preserved with nitric acid. The sample aliquot is aspirated into the flame and the absorbance is measured spectrometrically at 283.3 nm and compared to identically-prepared standard and blank solutions, using an air-acetylene oxidizing flame.
Pb-Dis | FAAS-AAc-E | mg/l | Lead - Dissolved | Extraction/Air-Acetylene Flame Atomic Absorption Spectrometry | Spectroscopy | SM 3111 C | APHA 2012 | A sample is filtered in the field through a 0.45 µm membrane filter and preserved with nitric acid. The pH of the sample aliquot is adjusted to 4.75 with a buffer solution. Ammonium pyrrolidine dithiocarbamate (APDC) solution is added to the digest then extracted with a methyl isobutyl ketone (MIBK) solution. The solvent layer (See Appendix 5) is aspirated, measured spectrometrically at the wavelength of 283.3 nm and compared to identically-prepared standard and blank solutions, using an air-acetylene oxidizing flame.
Pb-Dis | ICP-AES | mg/l | Lead - Dissolved | Inductively Coupled Plasma (ICP) Method | Spectroscopy | SM 3120 B | APHA 2012 | A sample is filtered in the field through a 0.45 µm membrane filter and preserved with nitric acid. The sample aliquot is aspirated and the emission is measured spectrometrically at 220.3 nm and compared with identically-prepared standard and blank solutions.
Pb-Dis | ICP-AES-ARC | mg/l | Lead - Dissolved | Emission Spectroscopy using Arc Excitation | Spectroscopy |  | Hydrochemical Institute 1977 | A sample is filtered through a 0.45 µm membrane or dense paper filter and preserved with hydrochloric acid to pH <2. A sample aliquot is boiled with ammonium persulfate for decomposition of complexes with organic ligands. Then the sample is neutralized, acetate buffer solution with a pH 5 is added, and the metals (including lead) are extracted with chloroform in the form of complexes with 8-hydroxyquinoline and diethyl dithiocarbamate. The extract is evaporated to 0.5 mL, mixed with 80 mg of a spectroscopic basis (see Appendix 5) and calcined for 20 minutes at 350°C. The calcined sample is placed in a crater of the graphite electrode and the emission of metal atoms, excited by the action of arc discharge, is recorded. The intensity of lead emission at 283,3 nm relative to an internal standard (Sr) is compared to identically prepared standard and blank solutions.
Pb-Dis | ICP-AES-Xtr | mg/l | Lead - Dissolved | Inductively Coupled Plasma (ICP) Method (Extractable/Recoverable Metals) | Spectroscopy | SM 3120 B, 3030 C | APHA 2012 | A sample is filtered in the field through a 0.45 µm membrane filter and preserved with nitric acid. The sample aliquot is concentrated appropriately and aspirated from an autosampler. The emission is measured spectrometrically at 220.3 nm and compared to identically-prepared standard and blank solutions.
Pb-Dis | ICP-MS | mg/l | Lead - Dissolved | Inductively-Coupled Plasma Mass Spectrometry | Spectroscopy | SM 3125 B | APHA 2012 | A sample is filtered in the field through a 0.45 µm membrane filter and preserved with nitric acid. The sample aliquot is aspirated into an argon-based, high temperature radio frequency plasma. The sample is dissolved, atomised and ionised. These ions are extracted from the plasma through a vacuum interface and separated on the basis of their mass to charge ratio by a mass spectrometer. The ions are counted by an electron multiplier detector and the resulting information processed by a computer database system and compared to identically-prepared standard and blank solutions.
Pb-Dis | Pb-AS | mg/l | Lead - Dissolved | Anodic Stripping Voltammetry (Pb) | Electrochemical Analysis |  | Hydrochemical Institute 1996 | A sample is filtered through a 0.45 µm membrane or dense paper filter and preserved with nitric acid to pH <3. Lead concentration in the sample aliquot is evaluated by preliminary accumulation (electrolysis) of lead at a working electrode with a potential of -1.2 V and its subsequent electrodissolution at a potential of -0.4 V. Maximum current of dissolution, proportional to lead concentration in the sample, is recorded. The working electrode is amalgamated silver wire, and the reference electrode is saturated Ag/AgCl electrode. A calculation of lead concentration in the sample is made according to the method of standard addition.~r~n Interference of organic substances is eliminated by UV-radiation of the sample in the presence of formic acid. When large amounts of organic substances are present, the sample is first mineralized by evaporating with nitric and hydrochloric acids.~r~n The method detection limit is 0.0002 mg/L, upper limit is 1 mg/L.
Pb-Tot | AAS-E-NA-AR | mg/l | Lead - Total | Electrothermal Atomic Absorption Spectrometric Method with HNO3 or HNO3+3HCl Digestion | Spectroscopy | SM 3113 B | APHA 2012 | A sample is preserved in the field with nitric acid. The sample aliquot is digested in nitric acid or aqua regia. The aliquot is then heated, usually in three stages in a graphite furnace or an electrically heated atomiser where: first, a low current is applied to dry the sample; the second stage chars the sample by destroying the organic matter and volatilises other matrix compounds; finally, the third stage applies a high current which heats the tube to incandescence and atomises the lead to be determined. The absorbance of the resultant ground state atoms is measured at 283.3 nm and is compared to identically-prepared standard and blank solutions.
Pb-Tot | FAAS-AAc-D-NA | mg/l | Lead - Total | Direct Air-Acetylene Flame Atomic Absorption Spectrometry with HNO3 Digestion | Spectroscopy | SM 3111 B | APHA 2012 | A sample is preserved in the field with nitric acid. The sample aliquot is digested in nitric acid. The digest is aspirated and the absorbance is measured spectrometrically at 283.3 nm and compared to identically-prepared standard and blank solutions, using an air-acetylene oxidizing flame.
Pb-Tot | FAAS-AAc-E-NA | mg/l | Lead - Total | Extraction/Air-Acetylene Flame Atomic Absorption Spectrometry with HNO3 digestion | Spectroscopy | SM 3111 C | APHA 2012 | A sample is preserved in the field with nitric acid. The sample aliquot is digested in nitric acid. The pH of the digest is adjusted to 4.75 with a buffer solution. Ammonium pyrrolidine dithiocarbamate (APDC) solution is added to the digest and then extracted with a methyl isobutyl ketone (MIBK) solution. The solvent layer (See Appendix 5) is aspirated at the wavelength of 283.3 nm and compared to identically-prepared standard and blank solutions, using an air-acetylene oxidizing flame.
Pb-Tot | ICP-AES-Dgs | mg/l | Lead - Total | Inductively Coupled Plasma (ICP) Method (Total Metals after Rigorous Digestion) | Spectroscopy | SM 3120 B | APHA 2012 | A sample is preserved in the field with nitric acid. The sample aliquot is digested with aqua regia and evaporated to near dryness. The residue is dissolved in concentrated HCl and diluted to one-fifth of the aliquot original volume. The sample aliquot is aspirated and the emission is measured at 220.3 nm and compared with identically-prepared standard and blank solutions.
Pb-Tot | ICP-AES-Xtr | mg/l | Lead - Total | Inductively Coupled Plasma (ICP) Method (Extractable/Recoverable Metals) | Spectroscopy | SM 3120 B, 3030 C | APHA 2012 | A sample is preserved in the field with nitric acid. The sample aliquot is digested in nitric acid or aqua regia, concentrated appropriately, and aspirated from an autosampler. The emission is measured at 220.3 nm and compared to identically-prepared standard and blank solutions.
Pb-Tot | ICP-MS | mg/l | Lead - Total | Inductively-Coupled Plasma Mass Spectrometry | Spectroscopy | SM 3125 B | APHA 2012 | A sample is preserved in the field with nitric acid. The sample aliquot is aspirated into an argon-based, high temperature radio frequency plasma. The sample is dissolved, atomised and ionised. These ions are extracted from the plasma through a vacuum interface and separated on the basis of their mass to charge ratio by a mass spectrometer. The ions are counted by an electron multiplier detector and the resulting information processed by a computer database system and compared to identically-prepared standard and blank solutions.
Pb-Tot | ICP-MS-CVD | mg/l | Lead - Total | Inductively-Coupled Plasma Mass Spectrometry with Closed Vessel Digestion | Spectroscopy | SM 3125 B | APHA 2012 | Water samples are preserved at 2% nitric acid and digested overnight at 60°C in a closed vessel. The resulting solution is analyzed by ICP-MS.
Pb-Tot | ICP-SFMS-CVD | mg/l | Lead - Total | Inductively-Coupled Plasma Sector Field Mass Spectrometry with Closed Vessel Digestion | Spectroscopy | SM 3125 B | APHA 2012 | Closed Vessel Digestion - The whole water sample is collected, preserved with 2% H2NO3, and stored in a HDPE or Teflon bottle. The sample is digested "in-bottle" in a convection oven at 60°C for 16 hours. The sample is cooled and introduced to an inductively coupled argon plasma-sector field mass spectrometer (ICP-SFMS) by pneumatic nebulization. Each respective element is measured at a specific mass to charge ratio, m/z value expressed in amu (atomic mass units), and at a specified instrument resolution. LR: Low Resolution ~ 300, MR: Mid Resolution ~ 4000 and HR : High Resolution ~ 10000
PCE | P-T-GC-FID | µg/l | Tetrachloroethene | Purge and Trap Capillary-Column Gas Chromatographic Method with Flame Ionization Detector | Chromatography | SM 6200 C | APHA 2012 | Purge-and-trap gas chromatography using a capillary column and flame ionization detection. A 5.0 mL water sample is purged with nitrogen and released volatiles are adsorbed onto a Tenax No3 GC trap. Analytes are thermally desorbed onto a PE-502.2 capillary column into a flame ionization detector. Identification and quantification are performed according to retention times and peak area using a multi-point calibration curve. Confirmation is achieved using a second capillary column, such as PE-5 or PE-1301.
PDCB | P-T-GC-FID | µg/l | 1,4-Dichlorobenzene | Purge and Trap Capillary-Column Gas Chromatographic Method with Flame Ionization Detector | Chromatography | SM 6200 C | APHA 2012 | Purge-and-trap gas chromatography using a capillary column and flame ionization detection. A 5.0 mL water sample is purged with nitrogen and released volatiles are adsorbed onto a Tenax No3 GC trap. Analytes are thermally desorbed onto a PE-502.2 capillary column into a flame ionization detector. Identification and quantification are performed according to retention times and peak area using a multi-point calibration curve. Confirmation is achieved using a second capillary column, such as PE-5 or PE-1301.
pH | pH-COL | --- | pH | Colourimetric Method | Colorimetry | VI-1 9.3 | JWWA 2001 | The pH is measured adding an universal indicator (phenolphthalein/methyl red/thymol blue) or using a pH "non bleeding" strip, wait for colour development and compare the colour of the reaction to the coloured chart of the appropriate indicator used. Interference: colour, turbidity, salinity, colloidal matter and various oxidants and reductants can interfere with the indicator.
pH | pH-POT | --- | pH | Electrometric Method | Electrochemical Analysis | SM 4500-H+ B | APHA 2012 | The pH meter, with a glass combination electrode and automatic temperature compensation probe, is calibrated with buffers at pH 4.7 and 10 at 25°C. The pH and temperature values of the sample aliquot are recorded upon reading. The precision is within 0.1 pH units.
pH | pH-POT-insitu | --- | pH | Electrometric Method (in situ) | Electrochemical Analysis | SM 4500-H+ B | APHA 2012 | ph Meter, (field measurement)
pH | pH-POT-25 | --- | pH | Electrometric Method (25°C) | Electrochemical Analysis | ISO 10527 | ISO 1996 | The temperature of a sample is stabilised at 25°C. A calibrated glass electrode in combination with a reference potential, provided by a saturated calomel (Hg2Cl2) electrode, is used for pH determination. The sample aliquot is read at 25°C.~r~n~r~nThe precision is within 0.1 pH units.
PHLHs | LLE-GC-MS | µg/l | Phenols | Liquid-Liquid Extraction Gas Chromatographic/Mass Spectrometric Method | Chromatography | SM 6410 B | APHA 2012 | A 1 L water sample is spiked with deuterated surrogate standards and serially extracted with methylene chloride, first at a pH greater than 11 for the phenol fraction and secondly at a pH less than 2 for the benzoic fraction, in a separatory funnel. The methylene chloride extract is taken to dryness, and re-constituted to a volume of 100 µl with methylene chloride, and spiked with deuterated internal standards. The alkaline solution is analysed using a capillary column and mass spectrometry detection. Screening is performed using the relative retention time and relative abundance of two or more characteristic ions. The full identification of organic compounds screened and their quantification are performed using the full reference spectra, multi internal standards and extracted areas of characteristic ions. Non-target compounds are tentatively identified using mass spectral libraries, approximate concentration ranges are based on relative total ion counts.
PHLHs | LLE-GC-MS-MoE2003 | µg/l | Phenols | Liquid-Liquid Extraction Gas Chromatographic/Mass Spectrometric Method (MoE 2003) | Chromatography | No. 031105001, No.1 | MoE 2003 | A 50mL water sample is placed in a 100 mL separatory funnel with 10 µL surrogate solution and 1.5 g sodium chloride. It is adjusted to pH 3 with hydrochloric acid, and extracted three times with dichloromethane (10 mL + 5 mL + 5 mL). The extract is concentrated to about 3 mL by blowing down with nitrogen. After passing through approximately 1 g anhydrous sodium sulfate, it is concentrated further to 1 mL with nitrogen. After adding 10 µL internal standard solution, the extract is analyzed by gas chromatography-mass spectrometry in selective ion detection mode, monitoring quantitative ions 99, quantification ions 94 phenol, confirmation ions 65, phenol-d5, quantification ions 164 acenaphthene-d10.
PHLHs | PHLH-COL | mg/l | Phenols | Colorimetry (Phenols) | Colorimetry | JIS K 0102 28.1 | JSA 1998 | If turbid, a sample is passed through a GF/C glass-fibre filter then preserved with CuSO4 and H3PO4 in the field. The phenolic materials (for sea water: the aliquot is diluted to avoid Br contamination) are steam-distilled on a Technicon automated system (or equivalent) under acidic conditions. The distillate is then mixed with an alkaline buffer solution (NH4OH/NH4Cl) to a pH of 10 (±0.2), reacted with 4-aminoantipyrine (4-amino-1, 5-dimethyl-2- phenyl-3- pyrazolene) (4-amino-1,2-dihydro-1,5-dimethyl-2-phenyl-3H-pyrazole-3-one) and the resulting colour is measured spectrometrically at 505-510nm and compared with identically-prepared phenol standard and blank solutions.~r~n Interferences: Br, S compounds and steam distillable aldehydes.
PHLHs | PHLH-COL-Merck | mg/l | Phenols | Spectroquant Phenol Cell Test | Colorimetry | 1.145.510.001 | MERCK 2013 | Phenol and phenol derivatives are reacted with a thiazole derivative producing a reddish violet azo dye that is determined photometrically.
PHLHs | PHLH-COL-SD | mg/l | Phenols | Colourimetry - Steam Distillation | Colorimetry | ENV 154 | Environment Canada 1995 | If turbid, sample is passed through a glass fibre mat. CuSO4 and H3PO4 are added to the sample. (If sea water, sample is diluted to avoid Br interference). A small aliquot is steam distilled into alkaline solution (pH=10, NH4OH/NH4Cl buffer) containing. 4-aminoanti-pyrine (4-amino-1, 5-dimethyl-2-phenyl-3-pyrazolene) and ammonia (NH4) . The resulting colour is measured spectrometrically on a Technicon Autoanalyzer unit at 505 mu and compared with identically treated standard phenol solutions. Interferences: Br, S compounds, steam distillable aldehydes. For phenol: the coloured antipyrine dye is extracted into chloroform. Absorbance of the chloroform extract is measured at 590nm.
PHLHs | PHLH-COL-4AAP | µg/l | Phenols | 4-Aminoantipyrene Absorptiometry | Colorimetry | JIS K 0102 28.1.2 | JSA 1998 | Pre-treat the water sample by distillation. In a 500 mL flask, add several drops of methyl orange solution to a 250 mL water sample. Add 10% phosphoric acid until the solution changes its colour to indicate a pH of about 4, then add 2.5 mL of copper (II) sulphate. After distillation, adjust to pH 10 with ammonium chloride-ammonia buffer solution. Add 4-aminoantipyrene solution and potassium hexacyanoferrate (III). Measure the absorbance of the red antipyrene solution generated, and compare to similarly treated standard phenol solutions.
PHLHs | PHLHs-SPE-GC-MS-MHLW | µg/l | Phenols | PHENOLS - Solid Phase Extraction-Gas Chromatography-Mass Spectrometry (MHLW 2003) | Chromatography | No. 261:29 | MHLW 2003 | A dry glass bottle is completely filled with the water sample. If the test cannot be carried out promptly, the pH of the sample is adjusted to approximately 4 by adding 1 g of copper sulfate (pentahydrate) and dropwise phosphoric acid (1 part of phosphoric acid diluted into 9 parts of purified water) to every 1 L of the sample, and then stored in a cool dark location. Additionally, if chlorine is present, 0.01-0.02 g of sodium ascorbate is added per 1 mg of residual chlorine. 10 mL each of ethyl acetate, methyl alcohol and purified water are sequentially poured into a solid-phase column. The pH of the test sample is adjusted to 2 using hydrochloric acid, and purified water is added to adjust the concentrations of the target substances to fall within the prescribed concentration ranges. The sample solution is passed through the solid-phase column at a flow rate of 10-20 mL/min. Then, after 10 mL of purified water has flowed through, the solid-phase column is dried by flushing for at least 30 minutes with nitrogen or air that does not contain any of the substances to be measured. Next, 5 mL of ethyl acetate is gently flowed through the solid-phase column in the direction opposite to the direction of regular water flow and collected in a test tube. To this test tube, ethyl acetate is added to bring the total volume up to 5 mL, and anhydrous sodium sulfate is added to thoroughly dehydrate the solution. Nitrogen gas is gently blown on a 4-mL aliquot of this solution until it is concentrated to 0.8 mL. After adding 100 ¿L of N,O-bis(trimethylsilyl)trifluoroacetamide, the solution is left to stand for at least one hour. Then, 20 ¿L of internal standard solution is added, and ethyl acetate is added to bring up the total volume of the sample solution to 1 mL. This is used as the test solution. An aliquot of test solution is analyzed by a gas chromatograph-mass spectrometer, and the ratio of fragment ion peak height or peak area of each of the phenolic compounds listed below to that of acenaphthene-d10 are calculated. A series of standard solutions containing the phenolic compounds are prepared and analyzed in the same manner as for the sample. The ratios of analyte to internal standard peak heights or areas are calculated for each standard solution, and calibration curves are prepared based on the relationships between these ratios and the concentration of each phenolic compound. The concentration of each phenolic compound is converted to an equivalent phenol concentration and the sum of the concentrations is used to represent the total concentration of phenolic compounds.
PHNH | LLE-HPLC-FD-UVD | µg/l | Phenanthracene | Liquid-Liquid Extraction High Performance Liquid Chromatography and Fluorescence/UV-Detector | Chromatography | SM 6440 B | APHA 2012 | Mark the water meniscus on the side of the sample bottle for later determination of volume. Pour entire sample into a 2-L separatory funnel and extract. Separation and clean-up is by means of a silica-gel column. Add 4mL acetonitrile and concentrate the extract in a 95-100°C water bath using a micro-Snyder column. Rinse column with 0.2 mL acetonitrile. Adjust final extract volume to 1.0mL. After the operating conditions are met, proceed with calibration and sample analysis. If the internal standard calibration procedure is being used, add internal standard to sample extract and mix thoroughly. Immediately inject 5 to 25µL sample extract or standard into HPLC using a high pressure syringe or constant-volume sample injection loop. Record volume injected to nearest 0.1 µL and resulting peak size in area or peak height units. Re-equilibrate HPLC column at initial gradient conditions for at least 10 minutes between injections. Identify compounds in sample by comparing peak retention times with peaks of standard chromatograms.
Q-Inst | W-Q-GAUGE | cumec | Instantaneous Discharge | Gauge Height | --- |  |  | The Instantaneous Discharge is measured at or near the sampling site using a gauge.
Sb-Dis | FAAS-AAc-D | mg/l | Antimony - Dissolved | Direct Air-Acetylene Flame Atomic Absorption Spectrometry (Magnesium) | Spectroscopy | SM 3111 B | APHA 2012 | A sample is filtered in the field through a 0.45 µm membrane filter and preserved with nitric acid. The sample aliquot is aspirated and the absorbance is measured spectrometrically at 217.6 nm and compared to identically-prepared standard and blank solutions, using an air-acetylene oxidising flame.
Sb-Tot | ICP-MS-CVD | mg/l | Antimony - Total | Inductively-Coupled Plasma Mass Spectrometry with Closed Vessel Digestion | Spectroscopy | SM 3125 B | APHA 2012 | Water samples are preserved at 2% nitric acid and digested overnight at 60°C in a closed vessel. The resulting solution is analyzed by ICP-MS.
Sb-Tot | ICP-SFMS-CVD | mg/l | Antimony - Total | Inductively-Coupled Plasma Sector Field Mass Spectrometry with Closed Vessel Digestion | Spectroscopy | SM 3125 B | APHA 2012 | Closed Vessel Digestion - The whole water sample is collected, preserved with 2% H2NO3, and stored in a HDPE or Teflon bottle. The sample is digested "in-bottle" in a convection oven at 60°C for 16 hours. The sample is cooled and introduced to an inductively coupled argon plasma-sector field mass spectrometer (ICP-SFMS) by pneumatic nebulization. Each respective element is measured at a specific mass to charge ratio, m/z value expressed in amu (atomic mass units), and at a specified instrument resolution. LR: Low Resolution ~ 300, MR: Mid Resolution ~ 4000 and HR : High Resolution ~ 10000
SO4-Dis | COL-MTB | mg/l | Sulfate - Dissolved | Colourimetry using Methylthymol Blue | Colorimetry | ENV 615 | Environment Canada 2007 | A sample is filtered in the field through a 0.45 µm membrane filter and preserved at 4°C. SO4 ions from the sample aliquot are reacted with an equimolar solution of BaCl2 and methylthymol blue at pH 2.3 - 3.0 producing barium sulphate. The pH is raised to 12.5 - 13.0 and the excess Ba ions in solution complex with the methylthymol blue to produce a blue colour, leaving a grey uncomplexed methylthymol blue in solution. The absorbance of the excess methylthymol blue, equivalent to the concentration of sulphate removed, is measured at 460 nm and compared to identically-prepared standard and blank solutions.
SO4-Dis | IC-CSC | mg/l | Sulfate - Dissolved | Ion Chromatography with Chemical Suppression of Eluent Conductivity | Chromatography | ISO 14911 | ISO 1998 | A sample is filtered in the field through a 0.45 µm membrane filter and preserved at 4°C. The sample aliquot is injected into an eluent stream, passed through separator and suppressor columns packed with low capacity anion exchange resin. The sulphate is separated, based on its affinity for the exchange sites, and the background conductivity of the eluent is reduced to a negligible level by being converted to its acid form. The concentration is measured by conductivity and identified by its retention time. The sample is compared to identically-prepared standard and blank solutions.
SO4-Dis | SO4-G-IGN | mg/l | Sulfate - Dissolved | Gravimetric Method with Ignition of Residue | Gravimetric Analysis | SM 4500-SO4 C | APHA 2012 | A sample is filtered in the field through a 0.45 µm membrane filter and preserved at 4°C. The sulphate in the sample aliquot is precipitated in an HCl medium as barium sulphate by the addition of barium chloride. After a period of digestion, near the boiling point, the precipitate is filtered, washed, ignited, and weighed as BaSO4.
SO4-Dis | SO4-TURB | mg/l | Sulfate - Dissolved | Turbidimetric Method | Colorimetry | SM 4500-SO4 E | APHA 2012 | A sample is filtered in the field through a 0.45 µm membrane filter and preserved at 4°C. The sulphate in a sample aliquot is precipitated in a hydrochloric acid medium with barium chloride. The absorbance of the barium sulphate suspension is measured by a photometer and the sulphate concentration is compared to a calibration curve from identically-prepared standard and blank solutions.Interference: Colour and/or suspended matter in large amounts, silica in concentration greater than 500 mg/L will interfere. Organic matter may also interfere.
SO4-Dis | SO4-TURB-Auto | mg/l | Sulfate - Dissolved | Turbidimetric Method (Autoanalyzer) | Colorimetry | SM 4500-SO4 E | APHA 2012 | A sample is filtered in the field through a 0.45 µm membrane filter and preserved at 4°C. The sulphate in the sample aliquot is precipitated in a hydrochloric acid medium with barium chloride. The transmittance of the barium sulphate suspension is measured spectrometrically at 420 nm and the sulphate concentration is compared against identically-prepared standard and blank solutions. Interference: Colour and/or suspended matter in large amounts, silica in concentration greater than 500 mg/L will interfere. Organic matter may also interfere.
SO4-Dis | T-COL-Thorin | mg/l | Sulfate - Dissolved | Titration with Barium Chloride using Thorin as Indicator | Titration | NAQ 16303 | Environment Canada 1988 | A sample is filtered in the field through a 0.45 µm membrane filter and preserved at 4°C. The sample aliquot is passed through a strongly acidic cation exchange resin. Thorin (See Appendix 8), used as an indicator, and 95% ethanol are added to the eluent. The pH of the eluent is adjusted between 3.8 and 4.0 with 1% NH4OH and 1% HCl solution and titrated, with a barium chloride solution, until the sample turns just pink. Compare against identically-prepared standard and blank solutions. ~r~n~r~nInterference: Cl ion concentration of 1000 mg/L.
SO4-Tot | COL-MTB | mg/l | Sulfate - Total | Colourimetry using Methylthymol Blue | Colorimetry | ENV 615 | Environment Canada 2007 | The sulphate ion is reacted with an equimolar solution of BaCl2 and methylthymol blue at pH 2.3-3.0 to produce barium sulphate. The pH is raised to 12.5-13 where excess Ba reacts with the methylthymol blue. The absorbance of uncomplexed methylthymol blue (which is proportional to the amount of sulphate removed as barium sulphate at low pH) is measured at 460 nm.~r~nNote: in the case of precipitation samples, a decanted aliquot of the unshaken, unfiltered sample is normally taken for analysis.
SO4-Tot | SO4-COL-PHOT | mg/l | Sulfate - Total | Palintest Photometer Method - Sulphate | Colorimetry | PHOT.32.AUTO | PALINTEST 2013 | The Palintest Sulphate test is based on a single tablet reagent containing barium chloride in a slightly acidic formulation. Barium salts react with sulphates to form insoluble barium sulphate. Fill test tube with sample to the 10 ml mark. Add one Sulphate Turb tablet, crush and mix to dissolve. A cloudy solution indicates the presence of sulphate. Stand for five minutes then mix again to ensure uniformity. Take photometer reading in usual manner.
SO4-Tot | UV-Vis-AS | mg/l | Sulfate - Total | Ultraviolet-Visible Spectrophotometry | Spectroscopy
TCE | P-T-GC-FID | µg/l | 1,1,2-Trichloroethene | Purge and Trap Capillary-Column Gas Chromatographic Method with Flame Ionization Detector | Chromatography | SM 6200 C | APHA 2012 | Purge-and-trap gas chromatography using a capillary column and flame ionization detection. A 5.0 mL water sample is purged with nitrogen and released volatiles are adsorbed onto a Tenax No3 GC trap. Analytes are thermally desorbed onto a PE-502.2 capillary column into a flame ionization detector. Identification and quantification are performed according to retention times and peak area using a multi-point calibration curve. Confirmation is achieved using a second capillary column, such as PE-5 or PE-1301.
TDS | TDS-CND | mg/l | Total Dissolved Solids | Calibrated Conductivity Meter at 25°C | Electrochemical Analysis |  | Orion Research Inc. 1996 | The Total Dissolved Solids (TDS) is measured through a calibrated conductivity meter (Orion 105 or 115, or equivalent) and corrected to 25°C, where the values are compared to the Critical Table Values, with a relative standard deviation (RSD) of 0.87% and an accuracy of ± 0.5%.
TDS | TDS-G | mg/l | Total Dissolved Solids | Total Dissolved Solids Dried at 180°C | Gravimetric Analysis | SM 2540 C | APHA 2012
TDS | TDS-G-105 | mg/l | Total Dissolved Solids | Total Dissolved Solids Dried at 180°C (105°C used) | Gravimetric Analysis | SM 2540 C | APHA 2012 | If oil and grease are present the sample is blended. A sample aliquot is passed through a Whatman GF/C filter. The filtrate is evaporated to dryness in a pre-weighed ignited dish. The dish containing the residue is oven-dried overnight at 105°C, cooled for 15 minutes in a desiccator, and weighed to constant weight.
TDS | TDS-G-70-80 | mg/l | Total Dissolved Solids | Gravimetric (70-80 °C) | Gravimetric Analysis |  |  | Filtrate is dried at 70-80 degrees C
TEMP | TEMP-BTG | °C | Water Temperature | Electronic Bathythermograph | --- | STAR 104 | Environment Canada 2007 | The electronic bathythermograph provides a direct instantaneous readout and graphical record of temperatures versus depth.
TEMP | TEMP-CND | °C | Water Temperature | Conductivity-Temperature Meter | --- | ENV 42 | Environment Canada 2007 | Water temperature is measured with a battery-operated conductivity-temperature meter calibrated by switching to an internal standard. The accuracy is ±0.5 °C.
TEMP | TEMP-DIG | °C | Water Temperature | Digital Thermometer | --- | SM 2550 B | APHA 1998 | Ambient temperature is measured with a calibrated digital thermometer in the shade, free from the influences of direct or reflected solar radiation. To reduce the error due to evaporative cooling, a dry thermometer should be used. Water temperature is measured by immersing a calibrated digital thermometer into the water sample immediately after collection.~r~n Method precision is ±0.1 °C.
TEMP | TEMP-Hg | °C | Water Temperature | Mercury Thermometer | --- | SM 2550 B | APHA 1998 | Both atmospheric and water temperature are measured upon sample collection.~r~n The atmospheric temperature is measured in a well-ventilated area and in the shade, at 1.2 to 1.5 m above the ground, using a 50°C calibrated (liquid in glass) thermometer.~r~n The water temperature is measured by immersing a calibrated thermometer into the water or by measuring the temperature immediately after collection using a calibrated thermometer.~r~n The Hg-filled thermometer has a precision of ± 0.1°C.
TEMP | TEMP-NCIR | °C | Water Temperature | Infrared (non-contact) | --- | MCode-THM03 | USGS 1998 | Air temperature, in addition to water temperature, should be measured and recorded whenever water-quality samples are collected. Water temperature must always be measured in situ and in a manner that ensures that the measurement accurately represents the intended sample conditions. Before measuring air or water temperature, inspect the liquid-in-glass thermometer to be certain that the liquid column has not separated. Inspect the glass bulb to be sure it is clean. Inspect the protective case to be sure it is free of sand and debris. Check that batteries are fully charged for thermistor thermometers or temperature sensors incorporated into other field meters.
TEMP | TEMP-ORT | °C | Water Temperature | Oceanographic Reversing Thermometer | --- | STAR 100 | Environment Canada 2007
TEMP | TEMP-pH | °C | Water Temperature | pH meter (in situ) | --- |  |  | Potentiometric or Electrochemical field measurement.
TEMP | TEMP-THERMISTOR | °C | Water Temperature | Thermistor | --- | EPA 170.1 | US-EPA 1974 | Water Temperature is measured with a battery-operated YSI thermistor (or equivalent) calibrated against a certified thermometer. Resolution is 0.1°C and accuracy is ±0.2 °C.~r~n The method range is -10 °C to +90 °C.
TEMP-Air | TEMP-Hg | °C | Air Temperature | Mercury Thermometer | --- | SM 2550 B | APHA 1998 | Air temperature is measured with a calibrated thermometer with a scale marked for every 0.1ºC, and reported in degrees Celsius.~r~n The method precision is within 0.1°C
TEMP-Air | TEMP-THERMISTOR | °C | Air Temperature | Thermistor | --- | EPA 170.1 | US-EPA 1974 | Measurement device should be routinely checked against a precision thermometer certified by the National Bureau of Standards.
TKN | TKN-CALC-DIFF | mg/l | Total Kjeldahl Nitrogen | Difference Calculation from Total Nitrogen, Nitrate and Nitrite | Calculation |  |  | TKN = TN - NO3 - NO2
TKN | TKN-COL-FIA | mg/l | Total Kjeldahl Nitrogen | Block Digestion and Flow Injection Analysis | Colorimetry | SM 4500-Norg D | APHA 2012 | Water samples are digested with H2SO4, K2SO4 and HgO catalyst in a block digester during a two stage heating cycle (200°C and 360°C). Organic nitrogen is converted to ammonia which is determined by automated colourimetry of the Berthelot reaction at 660 mm.
TKN | TKN-COL-PHE | mg/l | Total Kjeldahl Nitrogen | Macro-Kjeldahl Method with Phenate | Colorimetry | 4500-Norg B; NH3 F | APHA 2012 | In the Kjeldahl method, the organic compounds are digested with concentrated sulphuric acid, which convert organic nitrogen into ammonium sulphate. Inorganic nitrogen compounds, which include amongst others, nitrate and nitrite are not reduced. For most surface waters, it is accepted that the method determines the sum of the ammonium originally present and the organic nitrogen. The digestion is accelerated in two ways, by the addition of mercury(II) as a catalyst and potassium sulphate to raise the boiling point of the digestion mixture. After digestion of the sample, the ammonium ions are determined using the indophenol-blue method. Measurements are done colorimetrically at 630 nm.
TKN | TKN-COL-Tech | mg/l | Total Kjeldahl Nitrogen | Total Nitrogen (Kjeldahl) in Water and Sea Water, Technicon AutoAnalyzer II Methodology | Colorimetry | 170-72W | Technicon Industrial Systems 1971 | A sample is collected in the field and preserved with sulphuric acid at 4°C. The sum of the free ammonia and organic nitrogen compounds are converted to ammonium bisulphate under the following conditions: the shaken sample aliquot of known volume is digested, at 300°C, with HClO4 and H2SO4 solutions [or H2SO4 and CuSO4] to convert the organic nitrogen to (NH4) HSO4. The total ammonia-nitrogen is determined colourimetrically, at 660 nm, by the reaction of ammonia with salicylate and dichloro-isocyanurate solutions, in the presence of sodium nitroprusside, to form an indophenol blue complex; the colour intensity is measured at 660 nm and compared to identically-prepared standard and blank solutions.
TKN | TKN-NH3-ISE | mg/l | Total Kjeldahl Nitrogen | Macro-Kjeldahl Method with Ammonia-Selective Electrode | Electrochemical Analysis | 4500-Norg B; NH3 D | APHA 2012 | The shaken sample is digested with concentrated H2SO4 and K2SO4 to yield NH4HSO4. The solution is then made alkaline with NaOH and ammonia is determined by Orion gas sensing electrode - model 95-10. (NOTE: If free ammonia was done on a preserved sample and TKN was done, then subtracting ammonia-N from TKN would give Total Organic Nitrogen).
TKN | TKN-T-COL | mg/l | Total Kjeldahl Nitrogen | Macro-Kjeldahl Method with Titration | Titration | 4500-Norg B; NH3 C | APHA 2012 | A sample is preserved in the field at 4°C. TKN includes all forms of nitrogen, except the nitrate and nitrite compounds. The sum of the free ammonia and organic nitrogen compounds are converted to ammonium bisulphate as follows: the shaken sample aliquot is digested in a solution of concentrated H2SO4 with HgSO4 or CuSO4 (as a catalyst) and K2SO4 to form NH4HSO4. The ammonia is then distilled from an alkaline medium, absorbed in boric acid, determined by titration with standardized sulphuric acid, using the "N point" indicator and compared to identically-prepared standard and blank solutions.
TN | COL-AZO-Cd-PS | mg/l | Total Nitrogen | Cadmium Reduction Method with Persulfate Digestion | Colorimetry | 4500-N C;4500-NO3 E | APHA 2012 | Prepare NO3- calibration standards in the range of 0 to 2.9 mg NO3- -N/L. Prepare glutamic acid digestion check standard of 2.9mg N/L. Samples preserved with acid cannot be analyzed by this method. To a culture tube, add 10.0mL sample or standard or a portion diluted to 10.0mL. Add 5.0mL digestion reagent. Mix by inverting twice and heat for 30 min in an autoclave or pressure cooker at 100 to 110°C. Slowly cool to room temperature. Add 1.0mL borate buffer solution. Mix by inverting at least twice. Carry a reagent blank through all the steps and apply necessary corrections to the results. Determine nitrate by Cd reduction.
TN | COL-AZO-Cd-PS-Auto | mg/l | Total Nitrogen | Automated Cadmium Reduction Method with Persulfate Digestion | Colorimetry | 4500-N C;4500-NO3 F | APHA 2012 | As per code 07607 (above) with persulphate digestion, but using Cd reduction prior to analysis
TN | COL-AZO-Cd-UV | mg/l | Total Nitrogen | Cadmium Reduction Method with UV Digestion | Colorimetry | SM 4500-NO3 E | APHA 2012 | An aerated aliquot of the shaken sample is acidified and then irradiated in a quartz coil by a UV lamp. The sample is made alkaline and the irradiation process repeated. This solution is mixed with disodium EDTA (disodium dihydrogen ethylenediamine tetraacetate) solution and passed through a column of Cadmium filings. First a sulphaniliamide solution is added, then an N-1-naphthylethylene-diamine dihydrochloride solution is added to the sample to from an azo dye. The intensity of the dye is measured spectrophotometrically at 550mu, and compared with those of standard. NO3 ion solutions. Interference may be cause by turbidity.
TN | COL-AZO-Cd-UV-Auto | mg/l | Total Nitrogen | Automated Cadmium Reduction Method with UV Digestion | Colorimetry | SM 4500-NO3 F | APHA 2012 | A sample is preserved in the field at 4°C. On an autoanalyzer, a shaken sample aliquot is aerated, acidified and irradiated in a quartz coil by a UV lamp. The sample is made alkaline and the irradiated process repeated. This solution is mixed with an EDTA (disodium dihydrogen ethylenediamine tetraacetate) solution and the nitrates are reduced to nitrites through a column of Cadmium fillings. A sulphanilamide solution, followed by an N-1-Naphthylethylenediamine dihydrochloride solution, is added to the sample to form an azo dye. The intensity of the dye is measure spectrometrically at 550mµ, and compared to identically-prepared NO3 standard and blank solutions.
TN | COL-AZO-HDZ-PS | mg/l | Total Nitrogen | Hydrazine Reduction Method with Alkaline Persulfate Digestion | Colorimetry | 4500-N C;4500-NO3 H | APHA 2012 | A sample is preserved in the field at 4°C. The Nitrogen of the sample aliquot is oxidised to nitrate in an alkaline persulphate solution. The nitrate is then reduced to nitrite in an alkaline hydrazine sulphate solution, containing copper as a catalyst. The resulting nitrites, under acidic conditions, react with sulphanilamine to form a diazo compound and couple with naphthylethylenediamine to form an azo dye. The colour intensity is proportional to the nitrogen concentration, measured spectrometrically at 520nm and compared to identically-prepared standard and blank solutions.
TN | COL-PS-Auto | mg/l | Total Nitrogen | Alkaline Persulphate Digestion - Automated | Colorimetry |  |  | Alkaline persulphate digestion. ~r~nNo other Information provided for method.
TN | N-PYR-CLD | mg/l | Total Nitrogen | Total Chemically Bound Nitrogen in Water by Pyrolysis and Chemiluminescence Detection | Spectroscopy | D5176 | ASTM 1995 | The sample of water is introduced into a stream of oxygen or inert gas/oxygen mix flowing through a quartz pyrolysis tube. Oxidative pyrolysis converts chemically bound nitrogen to nitric oxide (NO). The gas stream is dried and the NO is contacted with ozone (O3) producing metastable nitrogen dioxide (NO2*). As the NO2* decays, light is emitted and detected by a photomultiplier tube. The resulting signal is a measure of the total chemically bound nitrogen in the sample.~r~n~r~nThis test method covers the determination of the total nitrogen content of water in concentrations from 0.5 to 1000 mg/L. Higher nitrogen concentrations may be determined by making the proper dilutions. This test method does not determine molecular nitrogen (N2).~r~n~r~nIf water samples contain high concentrations of suspended matter or dissolved nonvolatile compounds, the syringe needle may tend to plug or the precision and bias of the test method may be degraded. In such a case, the sample boat system should be used.
TN | N-UV-ABS | mg/l | Total Nitrogen | Ultraviolet Absortiometry | Spectroscopy | JIS K 0102 45.2 | JSA 1998 | An alkaline potassium peroxodisulfate solution is added to the water sample which is then heated at about 120°C to convert nitrogen compounds to nitrate ion and to decompose organic matter at the same time. After reducing the pH to 2 or 3, the absorbance of the nitrate ion is measured at 220 nm wavelength. This method is suitable for samples with low amounts of decomposable organic matter, and very low concentrations of interferences such as bromide ion or chromium
TN | TN-CALC-SUM-N | mg/l | Total Nitrogen | Total Sum of Nitrogen (Nitrite, Nitrate, Ammoniacal Nitrogen and Organic Nitrogen) | Calculation
TOC | HTC-NDI | mg/l | Total Organic Carbon | High Temperature Combustion Method with Non-dispersive Infrared Analyzer | Spectroscopy | SM 5310 B | APHA 2012 | A small volume of a blended sample is injected into a combustion tube, at 950°C, containing pumice stone impregnated with cobalt oxide. The carbonaceous material in the sample is oxidized, yielding carbon dioxide and steam. The resulting CO2 is measured by an IR analyzer and compared to identically-prepared organic Carbon standard and blank solutions to give total C.~r~nAn identical volume of sample is injected into a combustion tube, at 150°C containing 85% H3PO4 on quartz chips. The airflow carries out the resulting sample which is condensed and the inorganic carbon, as CO2, is measured by an IR analyzer, and compared to identically-prepared inorganic carbon standard and blank solutions. The total organic carbon is calculated by difference.~r~n~r~nInterference: Large particles may not be injected.
TOC | HTC-NDI-Auto | mg/l | Total Organic Carbon | High-Temperature Combustion Method with Automated Non-dispersive Infrared Analyzer | Spectroscopy | SM 5310 B | APHA 2012 | Total carbon is analyzed by injecting a blended whole water sample onto a platinum catalyst packed combustion tube kept at 680°C. The CO2 formed, which is proportional to the total carbon in the sample, is measured on a non-dispersive infrared detector. Total inorganic carbon is then analyzed by injecting an identical blended whole water sample into an inorganic reaction vessel containing 25% phosphoric acid. The CO2 formed represents the total inorganic carbon in the sample and is determined by a non-dispersive infrared detector. Calculation of the total organic carbon is obtained by subtracting the total inorganic carbon from the total carbon.~r~n Calculation: TOC = TC - TIC
TOC | TOC-CALC | mg/l | Total Organic Carbon | Calculated (TOC) | Calculation |  |  | TOC = DOC + POC
TOLH | P-T-GC-FID | µg/l | Methylbenzene | Purge and Trap Capillary-Column Gas Chromatographic Method with Flame Ionization Detector | Chromatography | SM 6200 C | APHA 2012 | Purge-and-trap gas chromatography using a capillary column and flame ionization detection. A 5.0 mL water sample is purged with nitrogen and released volatiles are adsorbed onto a Tenax No3 GC trap. Analytes are thermally desorbed onto a PE-502.2 capillary column into a flame ionization detector. Identification and quantification are performed according to retention times and peak area using a multi-point calibration curve. Confirmation is achieved using a second capillary column, such as PE-5 or PE-1301.
TON | TON-CALC-TN-NOx-NH3 | mg/l | Total Organic Nitrogen | Difference Calculation from Total Nitrogen, Nitrate, Nitrite and Ammonia | Calculation | ENV 271 | Environment Canada 1995 | TON = TN - (NO3 + NO2) - NH3
TOTCOLI | COLI-MF | 1/100 ml | Total Coliform | Membrane Filter Technique for Members of the Coliform Group | Estimation | SM 9222 B | APHA 2012 | Minor variations in analytical techniques can cause change in results; therefore microbiological methods and sterilising procedures must be standardized to obtain uniform results from different laboratories. The Membrane Filter technique is usually more rapid and more reproducible than the multiple-tube technique in monitoring drinking water and a variety of natural waters. MF has limitations: i.e.: testing samples with high turbidity or large background (non-coliforms) bacteria. Apply sufficient medium (lauryl tryptose broth) in fermentation tubes, incubate at 20°C overnight before use and discard tubes with growth or bubbles.The coliform group is defined as all bacteria that produce a red colony with a metallic (golden) sheen within 24 hours at 35°C on an Endo-type medium containing lactose (production of aldehydes). The medium is stable for a maximum of three weeks and the broth for four days at 4°C. Filter 100 to 1000 mL of water, place filter paper on saturated lactose pad for two hours at 35ºC, remove from incubator and transfer to M-endo medium pad, incubate for 20 to 22 hours at 35°C ± 0.5°C, then count the colonies on membrane filters using a 10 to 15 times magnifying binocular wide field dissecting microscope or equivalent, with a cool white fluorescent light source directed to provide maximum viewing of the sheen.
TOTCOLI | ESCT | 1/100 ml | Total Coliform | Enzyme Substrate Coliform Test | Colorimetry | SM 9223 B | APHA 2012 | After 100 mL of a sample is added to one of the following media (a MMO-MUG culture medium, an ONPG-MUG culture medium with added IPTG, an XGaL-MUG culture medium, or an XGaL-MUG culture medium with added pyruvic acid), 5 tubes of the medium and test sample are mixed. Then, the sample is incubated for 24 hours. After incubation, the sample is irradiated with ultraviolet light with a wavelength of 366 nm from a UV lamp to verify the presence of fluorescence. The sample is judged positive if the fluorescence of the culture medium is stronger than a colorimetric solution of appropriate medium and negative if the fluorescence is weaker. It is sought the most probable number corresponding to the dilution of the test water.
TOTCOLI | ESCT-COLILERT | 1/100 ml | Total Coliform | Colilert Quanti-Tray | Colorimetry | SM 9223 B | APHA 2012 | The nature of the Colilert test, which is simply a Most Probable Number (MPN) test, is that 100 ml of sample (mixed with growth media) is poured and sealed into a plastic tray that has 49 large wells and 48 small wells. After 24 hours incubation at 35 °C the number of wells (large and small) showing positive signs of coliform growth (due to presence of enzyme beta-galactosidase) are counted and those numbers then referred to an MPN table. The maximum MPN number that can be achieved without dilution of the sample is 2419.17 i.e. 49 large wells and 47 small wells reading positive. If all wells are positive (49 large and 48 small) then the test has gone over range and a result of >2419.2 is reported, unless the sample was prior diluted.
TOTCOLI | MTF | 1/100 ml | Total Coliform | Multiple-Tube Fermentation Technique for Members of the Coliform Group | Estimation | SM 9221 B | APHA 2012 | Minor variations in analytical techniques can cause change in results; therefore microbiological methods and sterilising procedures must be standardized to obtain uniform results from different laboratories. The results are an estimate of the mean density of coliforms in the sample and are reported as most probable number (MPN). Unless a large portion of fermentation tubes are used, the precision is low.~r~n Presumptive Phase:~r~n Use sufficient medium (lauryl tryptose broth) in fermentation tubes, incubate at 20°C overnight before use and discard tubes with growth or bubbles.~r~n Arrange fermentation tubes in rows of five or ten in test tube rack. For potable water, use five 20mL portions, ten 10mL portions tubes or a single 100mL portion. For non-potable water, use five tubes per dilution (10, 1.0, 0.1 mL, etc). Shake sample well, inoculate and mix test tubes in the medium by gentle agitation. Incubate inoculated tubes or bottles at 35°C ± 0.5°C. [Japan uses 36°C ± 1°C.] After 24 hours, swirl each container and check for growth, gas or acidic reaction (producing a shade of yellow colour) and document. If absent, re-incubate for another 24 hours. The absence of acidic reaction or gas formation constitutes a negative test.~r~n Confirmed Phase:~r~n Submit all presumptive tubes with growth, gas or acidic reaction. Transfer culture to the fermentation tube (containing brilliant green lactose bile broth) or insert a sterile applicator into the culture, quickly remove and insert to the bottom of fermentation tube containing the broth. Remove and discard applicator. Repeat for all positive presumptive tubes. Incubate at 35°C ± 0.5°C. [Japan uses 36°C ± 1°C.] Formation of gas at any time within 48 hours ± 3 hours constitutes a positive confirmed phase.~r~n Alternative Procedure (for polluted waters):~r~n If all presumptive tubes are positive in two or more consecutive dilutions within 24 hours, only submit, to the confirmed phase, all tubes with the highest dilution (also submit all positive tubes produced after 48 hours).~r~n Calculate the MPN value from the number of positive brilliant green lactose bile tubes.
TOTCOLI | Wag-WE10050 | 1/100 ml | Total Coliform | Potaflex Microbiological Water Testing Kit | Estimation | Wag-WE10050 | Wagtech 2013 | WTW Potatest based on membrane filtration.
TP | COL-AA-SA-PPS | mg/l | Total Phosphorus | Ascorbic Acid Method with Preliminary H2SO4 and K2S2O8 Digestion | Colorimetry | SM 4500-P B/E | APHA 2012 | A sample is preserved in the field with 0.2% H2SO4. The sample aliquot is autoclaved with K2S2O8 and H2SO4 for 30 minutes at 121°C and mixed with ammonium molybdate, antimonyl tartrate and ascorbic acid solutions to form a molybdenum blue complex. The resulting blue colour is measured spectrometrically and compared to identically-prepared standard and blank solutions.
TP | COL-SnCl-SA-PPS | mg/l | Total Phosphorus | Stannous Chloride Method with Preliminary H2SO4 and K2S2O8 Digestion | Colorimetry | SM 4500-P B/D | APHA 2012 | A sample is preserved in the field with 0.2% H2SO4. The shaken sample aliquot is autoclaved with K2S2O8 and H2SO4 for 30 minutes at 121°C. The sample is then mixed with ammonium molybdate to form the heteropoly molybdophosphoric acid and is reduced with stannous chloride, in an aqueous sulphuric acid medium, at 30°C, to form a molybdenum blue complex. The resulting blue colour is measured spectrometrically at 660 nm and compared to identically-prepared standard and blank solutions. Interferences: Hg concentration of 1 mg/L and As.
TP | IC-CSC | mg/l | Total Phosphorus | Ion Chromatography with Chemical Suppression of Eluent Conductivity | Chromatography | ISO 14911 | ISO 1998
TP | ICP-AES | mg/l | Total Phosphorus | Inductively Coupled Plasma (ICP) Method | Spectroscopy | SM 3120 B | APHA 2012 | Samples are nebulized and the resulting aerosol is transported to the plasma torch. Element-specific emission spectra are produced by radio-frequency inductively coupled plasma. The spectra are dispersed by a grating spectrometer, and the intensities of the emission lines are monitored by photosensitive devices. The wavelength to monitor phosphorus (P) is 214.914 nm.
TP | ICP-AES-EPA | mg/l | Total Phosphorus | Inductively Coupled Plasma-Atomic Emission Spectrometry (EPA) | Spectroscopy | 6010 C | EPA 2000 | Preliminary treatment of most matrices is necessary because of the complexity and variability of sample matrices. Groundwater samples which have been prefiltered and acidified will not need acid digestion. However, all associated QC samples (i.e., method blank, LCS and MS/MSD) must undergo the same filtration and acidification procedures. Samples which are not digested must either use an internal standard or be matrix-matched with the standards. Solubilization and digestion procedures are presented in Chapter Three, Inorganic Analytes. ~r~n~r~nProfile and calibrate the instrument according to the instrument manufacturer's recommended procedures, using the typical mixed calibration standard solutions described in Sec. 7.4 of EPA 6010 C. Flush the system with the calibration blank (Sec. 7.5.1) between each standard or as the manufacturer recommends. (Use the average intensity of multiple exposures for both standardization and sample analysis to reduce random error.) The calibration curve must be prepared as detailed in Sec. 10.4.2. ~r~n~r~nWhen the initial calibration is performed using a single high standard and the calibration blank, the laboratory must analyze an LLCCV (Sec. 10.4.5). For all analytes and determinations, the laboratory must analyze an ICV (Sec. 7.6) immediately following daily calibration. A CCV (Secs. 7.7 and 10.4.4) and a CCB (Secs. 7.5.1 and 10.4.4) must be analyzed after every ten samples and at the end of the analysis batch. ~r~n~r~nRinse the system with the calibration blank solution (Sec. 7.5.1) before the analysis of each sample. The rinse time will be one minute. Each laboratory may establish a reduction in this rinse time through a suitable demonstration. Analyze the samples for Phosphorus at 213.618 nm and record the results.
TP | ICP-MS | mg/l | Total Phosphorus | Inductively-Coupled Plasma Mass Spectrometry | Spectroscopy | SM 3125 B | APHA 2012 | Prepare sample in clean environment and follow manufacturer's standard operating procedure for initialization, mass calibration, gas flow optimization, and other instrument operating conditions. Apply the analytical run sequence.
TP | na-P | mg/l | Total Phosphorus | Perchloric acid digestion | ---
TP | P-COL-BRA | mg/l | Total Phosphorus | Spectrometry with previous digestion | Spectroscopy | 4500 B and C, D or E | APHA 2012 | APHA 2012 SM 4500-P B (digestion) and 4500-P C, D or E (determination)
TP | PO4-COL-AA-Auto-PSF | mg/l | Total Phosphorus | Automated Ascorbic Acid Reduction Method with Preliminary Persulfate Digestion | Colorimetry | SM 4500-P B/F | APHA 2012 | The sample is preserved in the field with 0.2% H2SO4. The shaken sample aliquot is autoclaved with K2S2O8 and H2SO4 for 30 minutes at 121°C. If turbid, the aliquot is filtered through 0.45 µm membrane filter. The sample aliquot is mixed with ammonium molybdate, antimonyl tartrate and ascorbic acid solutions to form a molybdenum blue complex. The resulting blue colour is measured spectrometrically at 880 nm and compared to identically-prepared standard and blank solutions.
TP | PO4-COL-ANS | mg/l | Total Phosphorus | Automated Colourimetry (Aminonaphtholsulphonic Acid) | Colorimetry | ENV 575 | Environment Canada 1995 | A shaken sample is analyzed directly on a colourimetric autoanalyzer with ammonium molybdate and aminonaphtholsulphonic acid (ANSA reagent) after 30 min in an autoclave with H2SO4 and K2S2O8
TRANS | SECCI-30cm | m | Transparency | 30 cm Secchi Disc | --- | VI-1 5 | JWWA 2001 | The depth at which a 30 cm diameter disc, painted in black and white quadrants, is no longer visible in a body of water. The procedure is to record the point of disappearance as the disk is lowered, allow it to drop a little farther, and then determine the point of re-emergence as the disk is raised. The mean of the two readings is taken as the turbidity light penetration.~r~n In turbid waters, the precision is 1 cm and in clear waters 10 cm.
TRANS | TRANS-PERCENT | % | Transparency | Per cent transmission of light | --- | STAR 124 | Environment Canada 2007 | Per cent transmission of light at a specific recorded depth using specified path lengths and filters. Profiles are taken from surface to bottom. A reading of 100% would be obtained in hypothetical non-attenuating water.
TRP | COL-SnCl | mg/l | Total Reactive Phosphorus | Stannous Chloride Method | Colorimetry | SM 4500-P D | APHA 2012 | A sample is preserved in the field at 4°C (if not analysed immediately). The sample aliquot is mixed with ammonium molybdate to form the heteropoly molybdophosphoric acid and is reduced with stannous chloride, in an aqueous sulphuric acid medium, at 30°C, to form a molybdenum blue complex. The resulting blue colour is measured spectrometrically at 660 nm, and compared to identically-prepared PO4 standard and blank solutions. Interferences: Hg, at concentration of 1 mg/L, and As also interfere with the stannous chloride reagent.
TRP | PO4-COL-PHOT | mg/l | Total Reactive Phosphorus | Palintest Photometer Method - Phosphate (PHOSPHATE HR & LR) | Colorimetry | PHOT.28/29.AUTO | PALINTEST 2013 | High Range - (Testing range of 0 - 100 mg/l): The Palintest Phosphate HR test is based on the vanadomolybdate method. The distinct advantage of the Palintest method is that all reagents required are provided in the form of a test tablet. Fill test tube with sample to the 10 ml mark. If the samples contain silica (>20 mg/l SiO2), add one Phosphate SR tablet, crush and mix to dissolve. Add one Phosphate HR tablet, crush and mix to dissolve. Stand for 10 minutes to allow full colour development. Take photometer reading in usual manner.~r~n ~r~n Low Range - (Testing range is 0 - 4.0 mg/l PO4 and 0 - 1.3 mg/l P): In the Palintest Phosphate LR method, the phosphate reacts under acid conditions with ammonium molybdate to form phosphomolybdic acid. This compound is reduced by ascorbic acid to form the intensely coloured 'molybdenum blue' complex. Fill test tube with sample to the 10 ml mark. Add one Phosphate No 1 LR tablet, crush and mix to dissolve. Add one Phosphate No 2 LR tablet, crush and mix to dissolve. Stand for 10 minutes to allow full colour development. Take photometer reading in usual manner.
TS | TS-G | mg/l | Total Solids | Total Solids Dried at at 103-105°C | Gravimetric Analysis | SM 2540 B | APHA 2012 | A small sample volume (< 1.0 mL) is homogenized and an aliquot placed in a pre-weighed 12 mm aluminium pan. The sample is evaporated to dryness at 105°C in approximately 15 minutes and then weighed to a constant weight.
TS | TS-G-170-180 | mg/l | Total Solids | Total Solids Dried at at 103-105°C (170-180°C used) | Gravimetric Analysis | SM 2540 B | APHA 2012
TSS | TSS-G | mg/l | Total Suspended Solids | Total Suspended Solids Dried at 103-105 °C | Gravimetric Analysis | SM 2540 D | APHA 2012 | Sample is passed through a weighed Gooch crucible with an asbestos mat. The crucible with its contents is dried in an oven at 103-105°C. The increase in weight over that of the Gooch crucible and asbestos mat represents the non-filterable residue (suspended matter).
TSS | TSS-G-180 | mg/l | Total Suspended Solids | Total Suspended Solids Dried at 180 °C | Gravimetric Analysis |  | APHA 1976 | If oil and grease are present, the sample is blended. If large particles, either floating or submerged, are present, they are excluded from the sample. A sample aliquot is passed through a pre-ignited Whatman GF/C filter. The filter containing the residue is placed in a porcelain dish, oven-dried at 180°C for 2.5 hours, cooled 15 minutes in a desiccator and weighed to a constant weight.
TURB | NEPH | NTU | Turbidity | Nephelometric Method | --- | SM 2130 B | APHA 2012 | In a Hach turbidimeter, a strong light beam is sent upwards through a transparent tube containing a shaken sample. The light, reflected at 90 degrees to the axis, is captured by photocells and their electrical response is proportional to the sample turbidity. The instrument is calibrated using a standard solution of Formazin. Standardization of the instrument uses a polyacrylic plastic rod, containing a special turbidity material, supplied with the instrument.~r~n The method detection limit is 0.02 NTU.
TURB | NEPH-JTU | JCU | Turbidity | Nephelometric Method (as Jackson Turbidity Units) | --- | SM 2130 B | APHA 2012 | A light beam is passed through the shaken sample. The light, scattered at 90 degrees to the beam-axis, is measured by photocells. The calibration of the instrument is made using a standard suspension of Formazin (the reaction product of an aqueous solutions of hydrazine sulphate (N2H4.H2SO4) and hexamethylenetetramine solutions). Standardisation of the instrument utilises a polyacrylic plastic rod containing special turbidity material.~r~n The method detection limit is 0.02 Jackson Turbidity Units (JTU).
TURB | NEPH-Ratio | NTU | Turbidity | Nephelometric Method (Ratio Turbidimeter) | --- | SM 2130 B | APHA 2012 | Turbidity in water is caused by suspended or colloidal matter and consequently, light passing through matter is scattered. This characteristic of water that causes light scattering is referred to as turbidity. In the nephelometric method light scattered at 90 degrees to the incident light is measured. The whole water sample is shaken and poured into transparent cell or tube, which are allowed to sit for sufficient time to allow any air bubbles formed to escape before being placed in the nephelometer. A strong light beam is sent through the sample and the suspended particles reflect the light. The light which is reflected at 90 degrees to the axis is received by photo cells and their electrical response is proportional to the amount received and hence to the sample turbidity. Calibration of the instrument is made using a standard suspension of formazin- the reaction product of aqueous solutions of hydrazine sulphate and hexamethylenetetramine. The value is reported in units of NTU (nephelometric turbidity units).~r~n Ratiometric Method: The turbidity meter utilized has additional detectors that measures forward scattered light and light transmitted through the sample. Using a ratio of the light received by the different detectors to compute the turbidity value the variability of the turbidity reading can be reduced.
TURB | NEPH-Wag | NTU | Turbidity | Wagtech Turbidimeter | --- | EPA 180.1 | US-EPA 1993 | Turbidimeter calibration: The manufacturer's operating instructions should be followed. Measure standards on the turbidimeter covering the range of interest. Turbidities less than 40 units: Shake the sample to thoroughly mix in the turbidimeter tube. Read the turbidity directly from the instrument scale or from the appropriate calibration curve. Turbidities exceeding 40 units: Dilute the sample with one or more volumes of turbidity-free water until the turbidity falls below 40 units. The turbidity of the original sample is then computed from the turbidity of the diluted sample and the dilution factor.
TURB | TURB-Vis-JTU | JCU | Turbidity | Visual Method (as Jackson Turbidity Units) | --- | SM 214 B | APHA 1976 | Turbidity measurements are based on the light path through a suspension causing the image of the flame of a standard candle to disappear, meaning to become undistinguishable against the general background.~r~nThe results are reported in Jackson Turbidity Units (JTU).
TURB | TURB-YSI | FNU | Turbidity | In situ Turbidity sensor (YSI sonde) | --- | Mcode-TS085, TS087 | USGS 1998 | Calibrate the instrument before leaving for the field. At the field site, verify that the instrument has retained its calibration within 5%. For dynamic measurements, immerse the sonde or single turbidity sensor in the water body.~r~n NOTE: USGS reports units as FNU (=NTU)
XYLTOT | P-T-GC-FID | µg/l | Sum of Xylenes | Purge and Trap Capillary-Column Gas Chromatographic Method with Flame Ionization Detector | Chromatography | SM 6200 C | APHA 2012 | Purge-and-trap gas chromatography using a capillary column and flame ionization detection. A 5.0 mL water sample is purged with nitrogen and released volatiles are adsorbed onto a Tenax No3 GC trap. Analytes are thermally desorbed onto a PE-502.2 capillary column into a flame ionization detector. Identification and quantification are performed according to retention times and peak area using a multi-point calibration curve. Confirmation is achieved using a second capillary column, such as PE-5 or PE-1301.
Zn-Dis | AAS-E | mg/l | Zinc - Dissolved | Electrothermal Atomic Absorption Spectrometric Method | Spectroscopy | SM 3113 B | APHA 2012 | A sample is preserved in the field with nitric acid. The sample aliquot is heated, usually in three stages in a graphite furnace or an electrically heated atomiser in which: first, a low current is applied to dry the sample; the second stage chars the sample by destroying the organic matter and volatilises other matrix compounds; finally, the third stage applies a high current which heats the tube to incandescence and atomises the zinc to be determined. The absorbance of the resultant ground state atoms is measured at 213.8 nm and is compared with those of identically-prepared standard and blank solutions.
Zn-Dis | FAAS-AAc-E | mg/l | Zinc - Dissolved | Extraction/Air-Acetylene Flame Atomic Absorption Spectrometry | Spectroscopy | SM 3111 C | APHA 2012 | A sample is filtered in the field through a 0.45 µm membrane filter and preserved with nitric acid. The pH of the sample aliquot is adjusted to 4.75 with a buffer solution. Ammonium pyrrolidine dithiocarbamate (APDC) solution is added, mixed, then extracted with a methyl isobutyl ketone (MIBK) solution. The solvent layer (See Appendix 8) is aspirated at the wavelength of 213.8 nm and compared to identically-prepared standard and blank solutions, using an air-acetylene oxidizing flame.
Zn-Dis | FAAS-APr-D | mg/l | Zinc - Dissolved | Direct Air-Propane Flame Atomic Absorption Spectrometry | Spectroscopy | SM 3111 B | APHA 2012 | A sample is filtered in the field through a 0.45 µm membrane filter and preserved with nitric acid. The sample aliquot is aspirated and the absorbance is measured spectrometrically at 213.8 nm and compared to identically-prepared standard and blank solutions, using an air-propane oxidizing flame.
Zn-Dis | ICP-AES | mg/l | Zinc - Dissolved | Inductively Coupled Plasma (ICP) Method | Spectroscopy | SM 3120 B | APHA 2012 | A sample is filtered in the field through a 0.45 µm membrane filter and preserved with nitric acid. The sample aliquot is aspirated and the emission is measured at 213.8 nm and compared to identically-prepared standard and blank solutions.
Zn-Dis | ICP-AES-Xtr | mg/l | Zinc - Dissolved | Inductively Coupled Plasma (ICP) Method (Extractable/Recoverable Metals) | Spectroscopy | SM 3120 B, 3030 C | APHA 2012 | A sample is filtered in the field through a 0.45 µm membrane filter and preserved with nitric acid. The sample aliquot is concentrated appropriately and aspirated from an autosampler. The emission is measured at 213.8 nm and compared to identically-prepared standard and blank solutions.
Zn-Dis | ICP-MS | mg/l | Zinc - Dissolved | Inductively-Coupled Plasma Mass Spectrometry | Spectroscopy | SM 3125 B | APHA 2012 | A sample is filtered in the field through a 0.45 µm membrane filter and preserved with nitric acid. The sample aliquot is aspirated into an argon-based, high temperature radio frequency plasma. The sample is dissolved, atomised and ionised. These ions are extracted from the plasma through a vacuum interface and separated on the basis of their mass to charge ratio by a mass spectrometer. The ions are counted by an electron multiplier detector and the resulting information processed by a computer database system and compared to identically-prepared standard and blank solutions.
Zn-Dis | Zn-AS | mg/l | Zinc - Dissolved | Anodic Stripping Voltammetry (Zn) | Electrochemical Analysis |  | Hydrochemical Institute 1996 | A sample is filtered through a 0.45 µm membrane or dense paper filter and preserved with nitric acid to pH <3. Zinc concentration in the sample aliquot is evaluated by preliminary accumulation (electrolysis) of zinc at a working electrode at a potential of -1.4 V and its subsequent electrodissolution at a potential of -0.9 V. Maximum current of dissolution, proportional to zinc concentration in the sample, is recorded. The working electrode is amalgamated silver wire and the reference electrode is saturated Ag/AgCl electrode. A calculation of zinc concentration in the sample is made according to the method of standard addition.~r~n Interference of organic substances is eliminated by UV-radiation of the sample in the presence of formic acid. When large amounts of organic substances are present, the sample is first mineralized by evaporating with nitric and hydrochloric acids.~r~n The method detection limit is 0. 0005 mg/L, upper limit is 1 mg/L.
Zn-Dis | Zn-COL | mg/l | Zinc - Dissolved | Zincon Method | Colorimetry | SM 3500-Zn B | APHA 2005 | A sample is filtered in the field through a 0.45 µm membrane filter and preserved with mineral acid. To a series of sample aliquots, standards, blanks and QC solutions, add, in sequence and mix after each addition, sodium ascorbate, KCN, buffer and zincon (2-carboxy-2'-hydroxy-5'-sulphoformazyl benzene) solutions. Add a chloral hydrate solution and time for exactly five minutes; measure the absorbance at 620 nm and compare to identically-prepared standard and blank solutions.
Zn-Tot | AAS-E-NA-AR | mg/l | Zinc - Total | Electrothermal Atomic Absorption Spectrometric Method with HNO3 or HNO3+3HCl Digestion | Spectroscopy | SM 3113 B | APHA 2012 | The sample is preserved in the field with nitric acid. A sample aliquot is digested in nitric acid or aqua regia. The sample aliquot is heated, usually in three stages in a graphite furnace or an electrically heated atomiser in which: first, a low current is applied to dry the sample; the second stage chars the sample by destroying the organic matter and volatilises other matrix compounds; finally, the third stage applies a high current which heats the tube to incandescence and atomises the zinc to be determined. The absorbance of the resultant ground state atoms is measured at 213.8 nm and is compared with those of identically-prepared standard and blank solutions.
Zn-Tot | FAAS-AAc-D-NA | mg/l | Zinc - Total | Direct Air-Acetylene Flame Atomic Absorption Spectrometry with HNO3 Digestion | Spectroscopy | SM 3111 B | APHA 2012 | A sample is preserved in the field with nitric acid. The sample aliquot is digested in nitric acid. The digest is aspirated and the absorbance is measured spectrometrically at 213.9 nm and compared to identically-prepared standard and blank solutions, using an air-acetylene oxidizing flame.
Zn-Tot | FAAS-AAc-E-NA | mg/l | Zinc - Total | Extraction/Air-Acetylene Flame Atomic Absorption Spectrometry with HNO3 digestion | Spectroscopy | SM 3111 C | APHA 2012 | A sample is preserved in the field with nitric acid. The sample aliquot is digested in nitric acid. The pH of the digest is adjusted to 4.75 with a buffer solution. Ammonium pyrrolidine dithiocarbamate (APDC) solution is added to the digest then extracted with a methyl isobutyl ketone (MIBK) solution. The solvent layer (See Appendix 5) is aspirated at the wavelength of 213.8 nm and compared to identically-prepared standard and blank solutions, using an air-acetylene oxidizing flame.
Zn-Tot | FAAS-APr-D-NA | mg/l | Zinc - Total | Direct Air-Propane Flame Atomic Absorption Spectrometry with HNO3 Digestion | Spectroscopy | SM 3111 B | APHA 2012 | A sample is preserved in the field with nitric acid. The sample aliquot is digested in nitric acid. The digest is aspirated and the absorbance is measured spectrometrically at 213.8 nm and compared to identically-prepared standard and blank solutions, using an air-propane oxidizing flame.
Zn-Tot | ICP-AES-Dgs | mg/l | Zinc - Total | Inductively Coupled Plasma (ICP) Method (Total Metals after Rigorous Digestion) | Spectroscopy | SM 3120 B | APHA 2012 | A sample is preserved in the field with diluted mineral acid. The sample aliquot is digested in aqua regia and evaporated to near dryness. The residue is dissolved in concentrated HCl and diluted to one-fifth of the aliquot original volume. The emission is measured spectrometrically at 213.8 nm and compared to identically-prepared standard and blank solutions.
Zn-Tot | ICP-AES-Xtr | mg/l | Zinc - Total | Inductively Coupled Plasma (ICP) Method (Extractable/Recoverable Metals) | Spectroscopy | SM 3120 B, 3030 C | APHA 2012 | A sample is preserved in the field with nitric acid. The sample aliquot is digested in nitric acid or aqua regia, concentrated appropriately, and aspirated from an autosampler. The emission is measured at 213.8 nm and compared to identically-prepared standard and blank solutions.
Zn-Tot | ICP-MS | mg/l | Zinc - Total | Inductively-Coupled Plasma Mass Spectrometry | Spectroscopy | SM 3125 B | APHA 2012 | A sample is preserved in the field with nitric acid. The sample aliquot is aspirated into an argon-based, high temperature radio frequency plasma. The sample is dissolved, atomised and ionised. These ions are extracted from the plasma through a vacuum interface and separated on the basis of their mass to charge ratio by a mass spectrometer. The ions are counted by an electron multiplier detector and the resulting information processed by a computer database system and compared to identically-prepared standard and blank solutions.
Zn-Tot | ICP-MS-CVD | mg/l | Zinc - Total | Inductively-Coupled Plasma Mass Spectrometry with Closed Vessel Digestion | Spectroscopy | SM 3125 B | APHA 2012 | Water samples are preserved at 2% nitric acid and digested overnight at 60°C in a closed vessel. The resulting solution is analyzed by ICP-MS.
Zn-Tot | ICP-SFMS-CVD | mg/l | Zinc - Total | Inductively-Coupled Plasma Sector Field Mass Spectrometry with Closed Vessel Digestion | Spectroscopy | SM 3125 B | APHA 2012 | Closed Vessel Digestion - The whole water sample is collected, preserved with 2% H2NO3, and stored in a HDPE or Teflon bottle. The sample is digested "in-bottle" in a convection oven at 60°C for 16 hours. The sample is cooled and introduced to an inductively coupled argon plasma-sector field mass spectrometer (ICP-SFMS) by pneumatic nebulization. Each respective element is measured at a specific mass to charge ratio, m/z value expressed in amu (atomic mass units), and at a specified instrument resolution. LR: Low Resolution ~ 300, MR: Mid Resolution ~ 4000 and HR : High Resolution ~ 10000
Zn-Tot | Zn-COL-DTZ | mg/l | Zinc - Total | Dithizone Method (Zn) | Colorimetry | SM 3500-Zn D | APHA 1995 | A sample is preserved in the field with nitric acid. The sample aliquot is evaporated to dryness to remove the excess acid and brought back to volume. The aliquot is then reacted with diphenylthiocarbazone (dithizone) to produce a coloured complex. The complex is extracted with an organic solvent (carbon tetrachloride) and most interferences are overcome by adjusting the pH between 4.0 and 5.5 and adding sufficient sodium thiosulphate (which tends to slow the coloured reaction). The sample, and the standard and blank solutions must be identically-prepared and the pH kept constant. The absorbance is read at 535 nm in a path light of 2 cm or longer. Interferences: Many metals could interfere with this reaction without the complexion by sodium thiosulphate and pH adjustment. This reaction is extremely sensitive and the glassware used should be dedicated to zinc analysis only. Dithizone and dithizonates decompose in strong light: perform analysis in subdued lighting
Zn-Tot | Zn-COL-PHOT | mg/l | Zinc - Total | Palintest Photometer Method - Zinc (TUBETESTS ZINC/7/35) | Colorimetry | PHOT.97.AUTO | PALINTEST 2013 | In the Palintest Tubetests Zinc/7/35 test, the sample is first digested in a sulphuric acid/nitric acid mixture in order to solubilise particulate matter, break down complexes and remove colour. The acid digest mixture is provided pre-dispensed into special digestion tubes for ease of use and maximum safety. Following the digestion stage, the sample is neutralised and then complexed with thiocyanate ions to form zinc thiocyanate. This is then reacted with brilliant green indicator under acidic conditions to give a green coloration. The indicator itself is yellow so over the range of zinc levels under test a distinctive range of colours from pale yellow to dark green is produced.~r~n1. Turn on Tubetest heater to 105°C~r~n2. Prepare sample tube with digest reagent~r~n3. Place tube in heater for 60 min. and let cool for 10 min.~r~n4. Add 5mL of Zinctube Neut Reagent~r~n5. Fill tube to 10ml with deionised water~r~n6. Add crushed Zinc IR tablet~r~n7. Add 2 level scoops of Zinctube powder using size 4 dosing scoop. Let stand for 2 min.~r~n8. Make indicator by adding Zinctube indicator tablet to 10mL deionised water. Crush the tablet and mix thoroughly to dissolve.~r~n9. Add 1mL of indicator solution to sample tube.~r~n10. After 10 min. zero the photometer and take a reading.